## Demand
Demand |  | Season | Water Temp [°C] | Q [Wh/P*d] | Q [Wh/H*d]
V[l/P*d] | T [°C] | Spring | 15 | 2352.9375 | 5882.3438
45 | 60 | Summer | 20 | 2091.5 | 5228.75
V[l/H*d] |  | Fall | 15 | 2352.9375 | 5882.3438
112.5 |  | Winter | 10 | 2614.375 | 6535.9375
V[l/H*y]
41062.5
Island
|  | Inhabitants [P] | 50000
|  | Homes [H] | 20000
|  | [P/H] | 2.5
Water
Density [kg/l] | 1
Heat Cap [J/kg*K] | 4183

## Irradiance h
January |  |  |  | February |  |  |  | March |  |  |  | April |  |  |  | May |  |  |  | June |  |  |  | July |  |  |  | August |  |  |  | September |  |  |  | October |  |  |  | November |  |  |  | December
|  | 52440.62 |  |  |  | 62303.59 |  |  |  | 109403.68 |  |  |  | 150045.29 |  |  |  | 155835.93 |  |  |  | 231912.46 |  |  |  | 234370.75 |  |  |  | 194329.21 |  |  |  | 139377.85 |  |  |  | 109226.23 |  |  |  | 65345.92 |  |  |  | 45390.88
Day | Hr | Irradiance [Wh/m^2] | System Output [Wh] | Day | Hr | Irradiance [Wh/m^2] | System Output [Wh] | Day | Hr | Irradiance [Wh/m^2] | System Output [Wh] | Day | Hr | Irradiance [Wh/m^2] | System Output [Wh] | Day | Hr | Irradiance [Wh/m^2] | System Output [Wh] | Day | Hr | Irradiance [Wh/m^2] | System Output [Wh] | Day | Hr | Irradiance [Wh/m^2] | System Output [Wh] | Day | Hr | Irradiance [Wh/m^2] | System Output [Wh] | Day | Hr | Irradiance [Wh/m^2] | System Output [Wh] | Day | Hr | Irradiance [Wh/m^2] | System Output [Wh] | Day | Hr | Irradiance [Wh/m^2] | System Output [Wh] | Day | Hr | Irradiance [Wh/m^2] | System Output [Wh]
1 | 0 | 0 | 0 | 1 | 0 | 0 | 0 | 1 | 0 | 0 | 0 | 1 | 0 | 0 | 0 | 1 | 0 | 0 | 0 | 1 | 0 | 0 | 0 | 1 | 0 | 0 | 0 | 1 | 0 | 0 | 0 | 1 | 0 | 0 | 0 | 1 | 0 | 0 | 0 | 1 | 0 | 0 | 0 | 1 | 0 | 0 | 0
1 | 1 | 0 | 0 | 1 | 1 | 0 | 0 | 1 | 1 | 0 | 0 | 1 | 1 | 0 | 0 | 1 | 1 | 0 | 0 | 1 | 1 | 0 | 0 | 1 | 1 | 0 | 0 | 1 | 1 | 0 | 0 | 1 | 1 | 0 | 0 | 1 | 1 | 0 | 0 | 1 | 1 | 0 | 0 | 1 | 1 | 0 | 0
1 | 2 | 0 | 0 | 1 | 2 | 0 | 0 | 1 | 2 | 0 | 0 | 1 | 2 | 0 | 0 | 1 | 2 | 0 | 0 | 1 | 2 | 0 | 0 | 1 | 2 | 0 | 0 | 1 | 2 | 0 | 0 | 1 | 2 | 0 | 0 | 1 | 2 | 0 | 0 | 1 | 2 | 0 | 0 | 1 | 2 | 0 | 0
1 | 3 | 0 | 0 | 1 | 3 | 0 | 0 | 1 | 3 | 0 | 0 | 1 | 3 | 0 | 0 | 1 | 3 | 0 | 0 | 1 | 3 | 0 | 0 | 1 | 3 | 0 | 0 | 1 | 3 | 0 | 0 | 1 | 3 | 0 | 0 | 1 | 3 | 0 | 0 | 1 | 3 | 0 | 0 | 1 | 3 | 0 | 0
1 | 4 | 0 | 0 | 1 | 4 | 0 | 0 | 1 | 4 | 0 | 0 | 1 | 4 | 0 | 0 | 1 | 4 | 0 | 0 | 1 | 4 | 0 | 0 | 1 | 4 | 0 | 0 | 1 | 4 | 0 | 0 | 1 | 4 | 0 | 0 | 1 | 4 | 0 | 0 | 1 | 4 | 0 | 0 | 1 | 4 | 0 | 0
1 | 5 | 0 | 0 | 1 | 5 | 0 | 0 | 1 | 5 | 0 | 0 | 1 | 5 | 0 | 0 | 1 | 5 | 0 | 0 | 1 | 5 | 0 | 0 | 1 | 5 | 0 | 0 | 1 | 5 | 0 | 0 | 1 | 5 | 0 | 0 | 1 | 5 | 0 | 0 | 1 | 5 | 0 | 0 | 1 | 5 | 0 | 0
1 | 6 | 0 | 0 | 1 | 6 | 0 | 0 | 1 | 6 | 0 | 0 | 1 | 6 | 0 | 0 | 1 | 6 | 0 | 0 | 1 | 6 | 0.8 | 0.82986 | 1 | 6 | 29.38 | 30.4767 | 1 | 6 | 0 | 0 | 1 | 6 | 0 | 0 | 1 | 6 | 0 | 0 | 1 | 6 | 0 | 0 | 1 | 6 | 0 | 0
1 | 7 | 0 | 0 | 1 | 7 | 0 | 0 | 1 | 7 | 0 | 0 | 1 | 7 | 22.56 | 23.4021 | 1 | 7 | 129.87 | 134.7178 | 1 | 7 | 8 | 8.2986 | 1 | 7 | 216.05 | 224.1147 | 1 | 7 | 36.76 | 38.1322 | 1 | 7 | 16.83 | 17.4582 | 1 | 7 | 0 | 0 | 1 | 7 | 0 | 0 | 1 | 7 | 0 | 0
1 | 8 | 0 | 0 | 1 | 8 | 0 | 0 | 1 | 8 | 11.19 | 11.6077 | 1 | 8 | 155.17 | 160.9622 | 1 | 8 | 351.76 | 364.8905 | 1 | 8 | 47.41 | 49.1797 | 1 | 8 | 426.15 | 442.0574 | 1 | 8 | 121.3 | 125.8279 | 1 | 8 | 114.06 | 118.3176 | 1 | 8 | 118.9 | 123.3383 | 1 | 8 | 10.23 | 10.6119 | 1 | 8 | 0 | 0
1 | 9 | 0 | 0 | 1 | 9 | 0.82 | 0.85061 | 1 | 9 | 155.45 | 161.2527 | 1 | 9 | 430.38 | 446.4453 | 1 | 9 | 564.9 | 585.9866 | 1 | 9 | 82.26 | 85.3306 | 1 | 9 | 625.68 | 649.0354 | 1 | 9 | 250.2 | 259.5395 | 1 | 9 | 429.9 | 445.9473 | 1 | 9 | 325.12 | 337.2561 | 1 | 9 | 36.33 | 37.6861 | 1 | 9 | 0.42 | 0.43568
1 | 10 | 0 | 0 | 1 | 10 | 86.16 | 89.3762 | 1 | 10 | 453.2 | 470.1171 | 1 | 10 | 229.14 | 237.6934 | 1 | 10 | 650.55 | 674.8338 | 1 | 10 | 106.09 | 110.0501 | 1 | 10 | 796.26 | 825.9829 | 1 | 10 | 382.88 | 397.1722 | 1 | 10 | 335.7 | 348.231 | 1 | 10 | 508.61 | 527.5954 | 1 | 10 | 53.59 | 55.5904 | 1 | 10 | 77.97 | 80.8805
1 | 11 | 0 | 0 | 1 | 11 | 189.84 | 196.9264 | 1 | 11 | 312.32 | 323.9783 | 1 | 11 | 439.09 | 455.4804 | 1 | 11 | 631.8 | 655.3839 | 1 | 11 | 678.12 | 703.4329 | 1 | 11 | 912.11 | 946.1573 | 1 | 11 | 548.11 | 568.5699 | 1 | 11 | 289.38 | 300.182 | 1 | 11 | 652.9 | 677.2715 | 1 | 11 | 97.26 | 100.8905 | 1 | 11 | 39.57 | 41.0471
1 | 12 | 29.98 | 31.0991 | 1 | 12 | 331.45 | 343.8224 | 1 | 12 | 595.97 | 618.2164 | 1 | 12 | 865.27 | 897.5689 | 1 | 12 | 970.16 | 1006.3742 | 1 | 12 | 506.88 | 525.8009 | 1 | 12 | 799.64 | 829.489 | 1 | 12 | 854.68 | 886.5836 | 1 | 12 | 868.65 | 901.075 | 1 | 12 | 662.79 | 687.5307 | 1 | 12 | 585.62 | 607.4801 | 1 | 12 | 354.76 | 368.0025
1 | 13 | 30.37 | 42.0049 | 1 | 13 | 266.88 | 276.8421 | 1 | 13 | 592.73 | 614.8555 | 1 | 13 | 888.57 | 921.7386 | 1 | 13 | 990.46 | 1027.432 | 1 | 13 | 887.52 | 920.6494 | 1 | 13 | 768.26 | 796.9377 | 1 | 13 | 928.81 | 963.4807 | 1 | 13 | 891.04 | 924.3008 | 1 | 13 | 698.16 | 724.221 | 1 | 13 | 537.97 | 558.0514 | 1 | 13 | 384.44 | 398.7904
1 | 14 | 27.3 | 37.7587 | 1 | 14 | 223.02 | 231.3449 | 1 | 14 | 272.66 | 282.8379 | 1 | 14 | 846.29 | 877.8804 | 1 | 14 | 947.9 | 983.2833 | 1 | 14 | 746.91 | 774.7907 | 1 | 14 | 611.24 | 634.0564 | 1 | 14 | 934.45 | 969.3312 | 1 | 14 | 850.07 | 881.8015 | 1 | 14 | 691.28 | 717.0842 | 1 | 14 | 215.34 | 223.3782 | 1 | 14 | 191.26 | 198.3994
1 | 15 | 14.98 | 20.7189 | 1 | 15 | 160.31 | 166.2941 | 1 | 15 | 163.26 | 169.3542 | 1 | 15 | 741.52 | 769.1995 | 1 | 15 | 846.85 | 878.4613 | 1 | 15 | 304.39 | 315.7523 | 1 | 15 | 650.06 | 674.3255 | 1 | 15 | 838.91 | 870.2249 | 1 | 15 | 749.64 | 777.6226 | 1 | 15 | 593.91 | 616.0795 | 1 | 15 | 57.14 | 59.2729 | 1 | 15 | 252.88 | 262.3195
1 | 16 | 0.75 | 1.0373 | 1 | 16 | 82.94 | 86.036 | 1 | 16 | 62.64 | 64.9782 | 1 | 16 | 582.76 | 604.5133 | 1 | 16 | 695.05 | 720.9949 | 1 | 16 | 288.9 | 299.6841 | 1 | 16 | 526.61 | 546.2673 | 1 | 16 | 692.54 | 718.3912 | 1 | 16 | 597.49 | 619.7932 | 1 | 16 | 446.68 | 463.3537 | 1 | 16 | 40.68 | 42.1985 | 1 | 16 | 198.44 | 205.8474
1 | 17 | 0.01 | 0.013831 | 1 | 17 | 18.51 | 19.2009 | 1 | 17 | 22 | 22.8212 | 1 | 17 | 383.14 | 397.4419 | 1 | 17 | 502.66 | 521.4233 | 1 | 17 | 557.86 | 578.6838 | 1 | 17 | 324.79 | 336.9138 | 1 | 17 | 507.83 | 526.7863 | 1 | 17 | 405.66 | 420.8025 | 1 | 17 | 263.22 | 273.0455 | 1 | 17 | 26.28 | 27.261 | 1 | 17 | 45.66 | 47.3644
1 | 18 | 0 | 0 | 1 | 18 | 0 | 0 | 1 | 18 | 6.92 | 7.1783 | 1 | 18 | 163.58 | 169.6861 | 1 | 18 | 266.17 | 276.1056 | 1 | 18 | 353.84 | 367.0482 | 1 | 18 | 141.58 | 146.8649 | 1 | 18 | 300.54 | 311.7586 | 1 | 18 | 192.06 | 199.2292 | 1 | 18 | 64.32 | 66.7209 | 1 | 18 | 0 | 0 | 1 | 18 | 0 | 0
1 | 19 | 0 | 0 | 1 | 19 | 0 | 0 | 1 | 19 | 0 | 0 | 1 | 19 | 0 | 0 | 1 | 19 | 37.28 | 38.6716 | 1 | 19 | 146.48 | 151.9478 | 1 | 19 | 37.54 | 38.9413 | 1 | 19 | 94.82 | 98.3594 | 1 | 19 | 6.89 | 7.1472 | 1 | 19 | 0 | 0 | 1 | 19 | 0 | 0 | 1 | 19 | 0 | 0
1 | 20 | 0 | 0 | 1 | 20 | 0 | 0 | 1 | 20 | 0 | 0 | 1 | 20 | 0 | 0 | 1 | 20 | 0 | 0 | 1 | 20 | 0.14 | 0.14523 | 1 | 20 | 0 | 0 | 1 | 20 | 0 | 0 | 1 | 20 | 0 | 0 | 1 | 20 | 0 | 0 | 1 | 20 | 0 | 0 | 1 | 20 | 0 | 0
1 | 21 | 0 | 0 | 1 | 21 | 0 | 0 | 1 | 21 | 0 | 0 | 1 | 21 | 0 | 0 | 1 | 21 | 0 | 0 | 1 | 21 | 0 | 0 | 1 | 21 | 0 | 0 | 1 | 21 | 0 | 0 | 1 | 21 | 0 | 0 | 1 | 21 | 0 | 0 | 1 | 21 | 0 | 0 | 1 | 21 | 0 | 0
1 | 22 | 0 | 0 | 1 | 22 | 0 | 0 | 1 | 22 | 0 | 0 | 1 | 22 | 0 | 0 | 1 | 22 | 0 | 0 | 1 | 22 | 0 | 0 | 1 | 22 | 0 | 0 | 1 | 22 | 0 | 0 | 1 | 22 | 0 | 0 | 1 | 22 | 0 | 0 | 1 | 22 | 0 | 0 | 1 | 22 | 0 | 0
1 | 23 | 0 | 0 | 1 | 23 | 0 | 0 | 1 | 23 | 0 | 0 | 1 | 23 | 0 | 0 | 1 | 23 | 0 | 0 | 1 | 23 | 0 | 0 | 1 | 23 | 0 | 0 | 1 | 23 | 0 | 0 | 1 | 23 | 0 | 0 | 1 | 23 | 0 | 0 | 1 | 23 | 0 | 0 | 1 | 23 | 0 | 0
2 | 0 | 0 | 0 | 2 | 0 | 0 | 0 | 2 | 0 | 0 | 0 | 2 | 0 | 0 | 0 | 2 | 0 | 0 | 0 | 2 | 0 | 0 | 0 | 2 | 0 | 0 | 0 | 2 | 0 | 0 | 0 | 2 | 0 | 0 | 0 | 2 | 0 | 0 | 0 | 2 | 0 | 0 | 0 | 2 | 0 | 0 | 0
2 | 1 | 0 | 0 | 2 | 1 | 0 | 0 | 2 | 1 | 0 | 0 | 2 | 1 | 0 | 0 | 2 | 1 | 0 | 0 | 2 | 1 | 0 | 0 | 2 | 1 | 0 | 0 | 2 | 1 | 0 | 0 | 2 | 1 | 0 | 0 | 2 | 1 | 0 | 0 | 2 | 1 | 0 | 0 | 2 | 1 | 0 | 0
2 | 2 | 0 | 0 | 2 | 2 | 0 | 0 | 2 | 2 | 0 | 0 | 2 | 2 | 0 | 0 | 2 | 2 | 0 | 0 | 2 | 2 | 0 | 0 | 2 | 2 | 0 | 0 | 2 | 2 | 0 | 0 | 2 | 2 | 0 | 0 | 2 | 2 | 0 | 0 | 2 | 2 | 0 | 0 | 2 | 2 | 0 | 0
2 | 3 | 0 | 0 | 2 | 3 | 0 | 0 | 2 | 3 | 0 | 0 | 2 | 3 | 0 | 0 | 2 | 3 | 0 | 0 | 2 | 3 | 0 | 0 | 2 | 3 | 0 | 0 | 2 | 3 | 0 | 0 | 2 | 3 | 0 | 0 | 2 | 3 | 0 | 0 | 2 | 3 | 0 | 0 | 2 | 3 | 0 | 0
2 | 4 | 0 | 0 | 2 | 4 | 0 | 0 | 2 | 4 | 0 | 0 | 2 | 4 | 0 | 0 | 2 | 4 | 0 | 0 | 2 | 4 | 0 | 0 | 2 | 4 | 0 | 0 | 2 | 4 | 0 | 0 | 2 | 4 | 0 | 0 | 2 | 4 | 0 | 0 | 2 | 4 | 0 | 0 | 2 | 4 | 0 | 0
2 | 5 | 0 | 0 | 2 | 5 | 0 | 0 | 2 | 5 | 0 | 0 | 2 | 5 | 0 | 0 | 2 | 5 | 0 | 0 | 2 | 5 | 0 | 0 | 2 | 5 | 0 | 0 | 2 | 5 | 0 | 0 | 2 | 5 | 0 | 0 | 2 | 5 | 0 | 0 | 2 | 5 | 0 | 0 | 2 | 5 | 0 | 0
2 | 6 | 0 | 0 | 2 | 6 | 0 | 0 | 2 | 6 | 0 | 0 | 2 | 6 | 0 | 0 | 2 | 6 | 0 | 0 | 2 | 6 | 1.18 | 1.224 | 2 | 6 | 0 | 0 | 2 | 6 | 0 | 0 | 2 | 6 | 0 | 0 | 2 | 6 | 0 | 0 | 2 | 6 | 0 | 0 | 2 | 6 | 0 | 0
2 | 7 | 0 | 0 | 2 | 7 | 0 | 0 | 2 | 7 | 0 | 0 | 2 | 7 | 25.55 | 26.5037 | 2 | 7 | 31.85 | 33.0389 | 2 | 7 | 15.28 | 15.8504 | 2 | 7 | 49.75 | 51.6071 | 2 | 7 | 145.22 | 150.6408 | 2 | 7 | 20.36 | 21.12 | 2 | 7 | 0 | 0 | 2 | 7 | 0 | 0 | 2 | 7 | 0 | 0
2 | 8 | 0 | 0 | 2 | 8 | 0 | 0 | 2 | 8 | 32.23 | 33.4331 | 2 | 8 | 230.27 | 238.8655 | 2 | 8 | 124.83 | 129.4897 | 2 | 8 | 22.46 | 23.2984 | 2 | 8 | 171.2 | 177.5906 | 2 | 8 | 352.12 | 365.264 | 2 | 8 | 106.42 | 110.3925 | 2 | 8 | 6.66 | 6.9086 | 2 | 8 | 8.25 | 8.558 | 2 | 8 | 0 | 0
2 | 9 | 78.76 | 108.9333 | 2 | 9 | 0.71 | 0.7365 | 2 | 9 | 218.82 | 226.9881 | 2 | 9 | 365.43 | 379.0708 | 2 | 9 | 244.74 | 253.8757 | 2 | 9 | 76.26 | 79.1066 | 2 | 9 | 369.11 | 382.8882 | 2 | 9 | 552.3 | 572.9163 | 2 | 9 | 155.35 | 161.1489 | 2 | 9 | 223.4 | 231.7391 | 2 | 9 | 37.38 | 38.7753 | 2 | 9 | 5.65 | 5.8609
2 | 10 | 174.54 | 241.407 | 2 | 10 | 35.42 | 36.7422 | 2 | 10 | 414.88 | 430.3667 | 2 | 10 | 389.48 | 404.0185 | 2 | 10 | 498.37 | 516.9732 | 2 | 10 | 359.37 | 372.7846 | 2 | 10 | 687.95 | 713.6299 | 2 | 10 | 725.21 | 752.2807 | 2 | 10 | 144.18 | 149.562 | 2 | 10 | 328.96 | 341.2394 | 2 | 10 | 50.6 | 52.4888 | 2 | 10 | 29.3 | 30.3937
2 | 11 | 282.33 | 390.4918 | 2 | 11 | 49.94 | 51.8042 | 2 | 11 | 527.55 | 547.2424 | 2 | 11 | 768.96 | 797.6638 | 2 | 11 | 629.56 | 653.0603 | 2 | 11 | 406.34 | 421.5079 | 2 | 11 | 803.19 | 833.1715 | 2 | 11 | 856.55 | 888.5234 | 2 | 11 | 142.8 | 148.1305 | 2 | 11 | 477.16 | 494.9715 | 2 | 11 | 215.73 | 223.7828 | 2 | 11 | 61.71 | 64.0135
2 | 12 | 294.26 | 406.9922 | 2 | 12 | 84.81 | 87.9758 | 2 | 12 | 621.01 | 644.1911 | 2 | 12 | 871.95 | 904.4982 | 2 | 12 | 753.73 | 781.8653 | 2 | 12 | 327.11 | 339.3204 | 2 | 12 | 908.35 | 942.257 | 2 | 12 | 950.02 | 985.4824 | 2 | 12 | 608.82 | 631.5461 | 2 | 12 | 679.61 | 704.9785 | 2 | 12 | 580.27 | 601.9304 | 2 | 12 | 471.07 | 488.6541
2 | 13 | 386.33 | 534.3346 | 2 | 13 | 82.06 | 85.1231 | 2 | 13 | 663.67 | 688.4435 | 2 | 13 | 895.34 | 928.7613 | 2 | 13 | 908.81 | 942.7341 | 2 | 13 | 472.67 | 490.3139 | 2 | 13 | 1002.37 | 1039.7865 | 2 | 13 | 972.5 | 1008.8016 | 2 | 13 | 338.21 | 350.8347 | 2 | 13 | 700.58 | 726.7313 | 2 | 13 | 602.92 | 625.4258 | 2 | 13 | 494.24 | 512.689
2 | 14 | 282.58 | 390.8376 | 2 | 14 | 99.21 | 102.9133 | 2 | 14 | 528.99 | 548.7362 | 2 | 14 | 852.25 | 884.0629 | 2 | 14 | 919.16 | 953.4705 | 2 | 14 | 973.14 | 1009.4654 | 2 | 14 | 893.76 | 927.1223 | 2 | 14 | 932.92 | 967.7441 | 2 | 14 | 764.12 | 792.6431 | 2 | 14 | 681.38 | 706.8146 | 2 | 14 | 555.74 | 576.4847 | 2 | 14 | 453.75 | 470.6876
2 | 15 | 146.93 | 203.2195 | 2 | 15 | 373.6 | 387.5458 | 2 | 15 | 369.89 | 383.6973 | 2 | 15 | 746.87 | 774.7492 | 2 | 15 | 822.73 | 853.4409 | 2 | 15 | 840.65 | 872.0299 | 2 | 15 | 697.39 | 723.4222 | 2 | 15 | 837.57 | 868.8349 | 2 | 15 | 405.35 | 420.4809 | 2 | 15 | 600.37 | 622.7807 | 2 | 15 | 83.75 | 86.8762 | 2 | 15 | 355.62 | 368.8946
2 | 16 | 62.1 | 85.8908 | 2 | 16 | 293.85 | 304.8189 | 2 | 16 | 178.5 | 185.1631 | 2 | 16 | 587.94 | 609.8867 | 2 | 16 | 690.59 | 716.3684 | 2 | 16 | 378.65 | 392.7843 | 2 | 16 | 542.77 | 563.0306 | 2 | 16 | 692.57 | 718.4223 | 2 | 16 | 487.93 | 506.1435 | 2 | 16 | 446.38 | 463.0425 | 2 | 16 | 41.94 | 43.5055 | 2 | 16 | 209.74 | 217.5692
2 | 17 | 5.93 | 8.2018 | 2 | 17 | 105.85 | 109.8012 | 2 | 17 | 69.26 | 71.8453 | 2 | 17 | 388.48 | 402.9812 | 2 | 17 | 499.79 | 518.4462 | 2 | 17 | 405.45 | 420.5847 | 2 | 17 | 527.27 | 546.952 | 2 | 17 | 507.75 | 526.7033 | 2 | 17 | 202.44 | 209.9967 | 2 | 17 | 226.75 | 235.2141 | 2 | 17 | 26.24 | 27.2195 | 2 | 17 | 43.69 | 45.3209
2 | 18 | 0 | 0 | 2 | 18 | 0 | 0 | 2 | 18 | 2.29 | 2.3755 | 2 | 18 | 168.66 | 174.9558 | 2 | 18 | 277.76 | 288.1282 | 2 | 18 | 337.63 | 350.2331 | 2 | 18 | 306.43 | 317.8684 | 2 | 18 | 299.3 | 310.4723 | 2 | 18 | 58.47 | 60.6526 | 2 | 18 | 17.56 | 18.2155 | 2 | 18 | 0 | 0 | 2 | 18 | 0 | 0
2 | 19 | 0 | 0 | 2 | 19 | 0 | 0 | 2 | 19 | 0 | 0 | 2 | 19 | 0.11 | 0.11411 | 2 | 19 | 39.9 | 41.3894 | 2 | 19 | 133.11 | 138.0787 | 2 | 19 | 31.9 | 33.0908 | 2 | 19 | 92.59 | 96.0462 | 2 | 19 | 0 | 0 | 2 | 19 | 0 | 0 | 2 | 19 | 0 | 0 | 2 | 19 | 0 | 0
2 | 20 | 0 | 0 | 2 | 20 | 0 | 0 | 2 | 20 | 0 | 0 | 2 | 20 | 0 | 0 | 2 | 20 | 0 | 0 | 2 | 20 | 0.19 | 0.19709 | 2 | 20 | 0 | 0 | 2 | 20 | 0 | 0 | 2 | 20 | 0 | 0 | 2 | 20 | 0 | 0 | 2 | 20 | 0 | 0 | 2 | 20 | 0 | 0
2 | 21 | 0 | 0 | 2 | 21 | 0 | 0 | 2 | 21 | 0 | 0 | 2 | 21 | 0 | 0 | 2 | 21 | 0 | 0 | 2 | 21 | 0 | 0 | 2 | 21 | 0 | 0 | 2 | 21 | 0 | 0 | 2 | 21 | 0 | 0 | 2 | 21 | 0 | 0 | 2 | 21 | 0 | 0 | 2 | 21 | 0 | 0
2 | 22 | 0 | 0 | 2 | 22 | 0 | 0 | 2 | 22 | 0 | 0 | 2 | 22 | 0 | 0 | 2 | 22 | 0 | 0 | 2 | 22 | 0 | 0 | 2 | 22 | 0 | 0 | 2 | 22 | 0 | 0 | 2 | 22 | 0 | 0 | 2 | 22 | 0 | 0 | 2 | 22 | 0 | 0 | 2 | 22 | 0 | 0
2 | 23 | 0 | 0 | 2 | 23 | 0 | 0 | 2 | 23 | 0 | 0 | 2 | 23 | 0 | 0 | 2 | 23 | 0 | 0 | 2 | 23 | 0 | 0 | 2 | 23 | 0 | 0 | 2 | 23 | 0 | 0 | 2 | 23 | 0 | 0 | 2 | 23 | 0 | 0 | 2 | 23 | 0 | 0 | 2 | 23 | 0 | 0
3 | 0 | 0 | 0 | 3 | 0 | 0 | 0 | 3 | 0 | 0 | 0 | 3 | 0 | 0 | 0 | 3 | 0 | 0 | 0 | 3 | 0 | 0 | 0 | 3 | 0 | 0 | 0 | 3 | 0 | 0 | 0 | 3 | 0 | 0 | 0 | 3 | 0 | 0 | 0 | 3 | 0 | 0 | 0 | 3 | 0 | 0 | 0
3 | 1 | 0 | 0 | 3 | 1 | 0 | 0 | 3 | 1 | 0 | 0 | 3 | 1 | 0 | 0 | 3 | 1 | 0 | 0 | 3 | 1 | 0 | 0 | 3 | 1 | 0 | 0 | 3 | 1 | 0 | 0 | 3 | 1 | 0 | 0 | 3 | 1 | 0 | 0 | 3 | 1 | 0 | 0 | 3 | 1 | 0 | 0
3 | 2 | 0 | 0 | 3 | 2 | 0 | 0 | 3 | 2 | 0 | 0 | 3 | 2 | 0 | 0 | 3 | 2 | 0 | 0 | 3 | 2 | 0 | 0 | 3 | 2 | 0 | 0 | 3 | 2 | 0 | 0 | 3 | 2 | 0 | 0 | 3 | 2 | 0 | 0 | 3 | 2 | 0 | 0 | 3 | 2 | 0 | 0
3 | 3 | 0 | 0 | 3 | 3 | 0 | 0 | 3 | 3 | 0 | 0 | 3 | 3 | 0 | 0 | 3 | 3 | 0 | 0 | 3 | 3 | 0 | 0 | 3 | 3 | 0 | 0 | 3 | 3 | 0 | 0 | 3 | 3 | 0 | 0 | 3 | 3 | 0 | 0 | 3 | 3 | 0 | 0 | 3 | 3 | 0 | 0
3 | 4 | 0 | 0 | 3 | 4 | 0 | 0 | 3 | 4 | 0 | 0 | 3 | 4 | 0 | 0 | 3 | 4 | 0 | 0 | 3 | 4 | 0 | 0 | 3 | 4 | 0 | 0 | 3 | 4 | 0 | 0 | 3 | 4 | 0 | 0 | 3 | 4 | 0 | 0 | 3 | 4 | 0 | 0 | 3 | 4 | 0 | 0
3 | 5 | 0 | 0 | 3 | 5 | 0 | 0 | 3 | 5 | 0 | 0 | 3 | 5 | 0 | 0 | 3 | 5 | 0 | 0 | 3 | 5 | 0 | 0 | 3 | 5 | 0 | 0 | 3 | 5 | 0 | 0 | 3 | 5 | 0 | 0 | 3 | 5 | 0 | 0 | 3 | 5 | 0 | 0 | 3 | 5 | 0 | 0
3 | 6 | 0 | 0 | 3 | 6 | 0 | 0 | 3 | 6 | 0 | 0 | 3 | 6 | 0 | 0 | 3 | 6 | 0 | 0 | 3 | 6 | 4.57 | 4.7406 | 3 | 6 | 10.4 | 10.7882 | 3 | 6 | 0 | 0 | 3 | 6 | 0 | 0 | 3 | 6 | 0 | 0 | 3 | 6 | 0 | 0 | 3 | 6 | 0 | 0
3 | 7 | 0 | 0 | 3 | 7 | 0 | 0 | 3 | 7 | 0 | 0 | 3 | 7 | 29.36 | 30.456 | 3 | 7 | 34.88 | 36.182 | 3 | 7 | 64.72 | 67.1359 | 3 | 7 | 139.25 | 144.4479 | 3 | 7 | 144.95 | 150.3607 | 3 | 7 | 0.01 | 0.010373 | 3 | 7 | 0 | 0 | 3 | 7 | 0 | 0 | 3 | 7 | 0 | 0
3 | 8 | 0 | 0 | 3 | 8 | 3.08 | 3.195 | 3 | 8 | 17.69 | 18.3503 | 3 | 8 | 237.47 | 246.3343 | 3 | 8 | 123.65 | 128.2656 | 3 | 8 | 209.84 | 217.6729 | 3 | 8 | 365.29 | 378.9256 | 3 | 8 | 355.26 | 368.5212 | 3 | 8 | 6.88 | 7.1368 | 3 | 8 | 110.25 | 114.3654 | 3 | 8 | 0.26 | 0.26971 | 3 | 8 | 0 | 0
3 | 9 | 67.83 | 93.816 | 3 | 9 | 133.87 | 138.8671 | 3 | 9 | 108.16 | 112.1974 | 3 | 9 | 455.82 | 472.8349 | 3 | 9 | 264.57 | 274.4459 | 3 | 9 | 525.6 | 545.2196 | 3 | 9 | 538.56 | 558.6634 | 3 | 9 | 558.57 | 579.4203 | 3 | 9 | 72.62 | 75.3308 | 3 | 9 | 316.8 | 328.6255 | 3 | 9 | 168.23 | 174.5097 | 3 | 9 | 64.31 | 66.7106
3 | 10 | 228.17 | 315.5829 | 3 | 10 | 155.01 | 160.7962 | 3 | 10 | 205.22 | 212.8805 | 3 | 10 | 646.83 | 670.9749 | 3 | 10 | 409.34 | 424.6199 | 3 | 10 | 698.87 | 724.9575 | 3 | 10 | 779.19 | 808.2757 | 3 | 10 | 734.01 | 761.4092 | 3 | 10 | 297.03 | 308.1176 | 3 | 10 | 502.24 | 520.9877 | 3 | 10 | 245.78 | 254.9545 | 3 | 10 | 20.32 | 21.0785
3 | 11 | 339.16 | 469.0936 | 3 | 11 | 84.66 | 87.8202 | 3 | 11 | 296.31 | 307.3707 | 3 | 11 | 792.48 | 822.0618 | 3 | 11 | 561.6 | 582.5635 | 3 | 11 | 217.28 | 225.3906 | 3 | 11 | 911.31 | 945.3275 | 3 | 11 | 867.38 | 899.7576 | 3 | 11 | 114.78 | 119.0645 | 3 | 11 | 646.31 | 670.4355 | 3 | 11 | 412.39 | 427.7837 | 3 | 11 | 79.59 | 82.5609
3 | 12 | 225.08 | 311.3091 | 3 | 12 | 382.66 | 396.944 | 3 | 12 | 430.32 | 446.383 | 3 | 12 | 886.68 | 919.7781 | 3 | 12 | 751.07 | 779.106 | 3 | 12 | 995.4 | 1032.5564 | 3 | 12 | 957.54 | 993.2831 | 3 | 12 | 951.6 | 987.1214 | 3 | 12 | 611.47 | 634.295 | 3 | 12 | 746.85 | 774.7285 | 3 | 12 | 575.02 | 596.4844 | 3 | 12 | 29.44 | 30.5389
3 | 13 | 303.25 | 419.4263 | 3 | 13 | 309.7 | 321.2605 | 3 | 13 | 416.24 | 431.7774 | 3 | 13 | 910.3 | 944.2798 | 3 | 13 | 788.99 | 818.4415 | 3 | 13 | 1016.06 | 1053.9876 | 3 | 13 | 998.72 | 1036.0003 | 3 | 13 | 972.71 | 1009.0194 | 3 | 13 | 476.16 | 493.9341 | 3 | 13 | 771.18 | 799.9667 | 3 | 13 | 122.47 | 127.0416 | 3 | 13 | 84.72 | 87.8824
3 | 14 | 86.38 | 119.4725 | 3 | 14 | 126.09 | 130.7967 | 3 | 14 | 362.85 | 376.3945 | 3 | 14 | 867.32 | 899.6954 | 3 | 14 | 842.79 | 874.2497 | 3 | 14 | 832.9 | 863.9906 | 3 | 14 | 871.53 | 904.0625 | 3 | 14 | 932.64 | 967.4537 | 3 | 14 | 540.66 | 560.8418 | 3 | 14 | 728.6 | 755.7972 | 3 | 14 | 240.27 | 249.2388 | 3 | 14 | 393.18 | 407.8567
3 | 15 | 127.84 | 176.816 | 3 | 15 | 288.95 | 299.7359 | 3 | 15 | 277.99 | 288.3668 | 3 | 15 | 761.4 | 789.8216 | 3 | 15 | 837.85 | 869.1253 | 3 | 15 | 643.73 | 667.7592 | 3 | 15 | 666.85 | 691.7422 | 3 | 15 | 834.45 | 865.5984 | 3 | 15 | 191.78 | 198.9388 | 3 | 15 | 623.7 | 646.9815 | 3 | 15 | 410.4 | 425.7194 | 3 | 15 | 98.12 | 101.7826
3 | 16 | 37.73 | 52.1845 | 3 | 16 | 235.35 | 244.1352 | 3 | 16 | 174.51 | 181.0241 | 3 | 16 | 601.08 | 623.5172 | 3 | 16 | 690.12 | 715.8809 | 3 | 16 | 492.45 | 510.8322 | 3 | 16 | 512.86 | 532.0041 | 3 | 16 | 688.04 | 713.7232 | 3 | 16 | 518.85 | 538.2177 | 3 | 16 | 464.93 | 482.2849 | 3 | 16 | 201.3 | 208.8141 | 3 | 16 | 20.15 | 20.9022
3 | 17 | 5.95 | 8.2295 | 3 | 17 | 44.81 | 46.4827 | 3 | 17 | 73.62 | 76.3681 | 3 | 17 | 398.99 | 413.8835 | 3 | 17 | 500.31 | 518.9856 | 3 | 17 | 290.91 | 301.7691 | 3 | 17 | 355.34 | 368.6042 | 3 | 17 | 504.17 | 522.9897 | 3 | 17 | 304.06 | 315.41 | 3 | 17 | 266.79 | 276.7488 | 3 | 17 | 33.53 | 34.7816 | 3 | 17 | 0.15 | 0.1556
3 | 18 | 0 | 0 | 3 | 18 | 0 | 0 | 3 | 18 | 2.04 | 2.1161 | 3 | 18 | 175.84 | 182.4038 | 3 | 18 | 287.2 | 297.9206 | 3 | 18 | 123.31 | 127.9129 | 3 | 18 | 255.25 | 264.778 | 3 | 18 | 296.21 | 307.267 | 3 | 18 | 119.13 | 123.5769 | 3 | 18 | 58.12 | 60.2895 | 3 | 18 | 0 | 0 | 3 | 18 | 0 | 0
3 | 19 | 0 | 0 | 3 | 19 | 0 | 0 | 3 | 19 | 0 | 0 | 3 | 19 | 0.45 | 0.4668 | 3 | 19 | 77.77 | 80.673 | 3 | 19 | 28.1 | 29.1489 | 3 | 19 | 70.02 | 72.6337 | 3 | 19 | 89.88 | 93.235 | 3 | 19 | 0.54 | 0.56016 | 3 | 19 | 0 | 0 | 3 | 19 | 0 | 0 | 3 | 19 | 0 | 0
3 | 20 | 0 | 0 | 3 | 20 | 0 | 0 | 3 | 20 | 0 | 0 | 3 | 20 | 0 | 0 | 3 | 20 | 0 | 0 | 3 | 20 | 0 | 0 | 3 | 20 | 0 | 0 | 3 | 20 | 0 | 0 | 3 | 20 | 0 | 0 | 3 | 20 | 0 | 0 | 3 | 20 | 0 | 0 | 3 | 20 | 0 | 0
3 | 21 | 0 | 0 | 3 | 21 | 0 | 0 | 3 | 21 | 0 | 0 | 3 | 21 | 0 | 0 | 3 | 21 | 0 | 0 | 3 | 21 | 0 | 0 | 3 | 21 | 0 | 0 | 3 | 21 | 0 | 0 | 3 | 21 | 0 | 0 | 3 | 21 | 0 | 0 | 3 | 21 | 0 | 0 | 3 | 21 | 0 | 0
3 | 22 | 0 | 0 | 3 | 22 | 0 | 0 | 3 | 22 | 0 | 0 | 3 | 22 | 0 | 0 | 3 | 22 | 0 | 0 | 3 | 22 | 0 | 0 | 3 | 22 | 0 | 0 | 3 | 22 | 0 | 0 | 3 | 22 | 0 | 0 | 3 | 22 | 0 | 0 | 3 | 22 | 0 | 0 | 3 | 22 | 0 | 0
3 | 23 | 0 | 0 | 3 | 23 | 0 | 0 | 3 | 23 | 0 | 0 | 3 | 23 | 0 | 0 | 3 | 23 | 0 | 0 | 3 | 23 | 0 | 0 | 3 | 23 | 0 | 0 | 3 | 23 | 0 | 0 | 3 | 23 | 0 | 0 | 3 | 23 | 0 | 0 | 3 | 23 | 0 | 0 | 3 | 23 | 0 | 0
4 | 0 | 0 | 0 | 4 | 0 | 0 | 0 | 4 | 0 | 0 | 0 | 4 | 0 | 0 | 0 | 4 | 0 | 0 | 0 | 4 | 0 | 0 | 0 | 4 | 0 | 0 | 0 | 4 | 0 | 0 | 0 | 4 | 0 | 0 | 0 | 4 | 0 | 0 | 0 | 4 | 0 | 0 | 0 | 4 | 0 | 0 | 0
4 | 1 | 0 | 0 | 4 | 1 | 0 | 0 | 4 | 1 | 0 | 0 | 4 | 1 | 0 | 0 | 4 | 1 | 0 | 0 | 4 | 1 | 0 | 0 | 4 | 1 | 0 | 0 | 4 | 1 | 0 | 0 | 4 | 1 | 0 | 0 | 4 | 1 | 0 | 0 | 4 | 1 | 0 | 0 | 4 | 1 | 0 | 0
4 | 2 | 0 | 0 | 4 | 2 | 0 | 0 | 4 | 2 | 0 | 0 | 4 | 2 | 0 | 0 | 4 | 2 | 0 | 0 | 4 | 2 | 0 | 0 | 4 | 2 | 0 | 0 | 4 | 2 | 0 | 0 | 4 | 2 | 0 | 0 | 4 | 2 | 0 | 0 | 4 | 2 | 0 | 0 | 4 | 2 | 0 | 0
4 | 3 | 0 | 0 | 4 | 3 | 0 | 0 | 4 | 3 | 0 | 0 | 4 | 3 | 0 | 0 | 4 | 3 | 0 | 0 | 4 | 3 | 0 | 0 | 4 | 3 | 0 | 0 | 4 | 3 | 0 | 0 | 4 | 3 | 0 | 0 | 4 | 3 | 0 | 0 | 4 | 3 | 0 | 0 | 4 | 3 | 0 | 0
4 | 4 | 0 | 0 | 4 | 4 | 0 | 0 | 4 | 4 | 0 | 0 | 4 | 4 | 0 | 0 | 4 | 4 | 0 | 0 | 4 | 4 | 0 | 0 | 4 | 4 | 0 | 0 | 4 | 4 | 0 | 0 | 4 | 4 | 0 | 0 | 4 | 4 | 0 | 0 | 4 | 4 | 0 | 0 | 4 | 4 | 0 | 0
4 | 5 | 0 | 0 | 4 | 5 | 0 | 0 | 4 | 5 | 0 | 0 | 4 | 5 | 0 | 0 | 4 | 5 | 0 | 0 | 4 | 5 | 0 | 0 | 4 | 5 | 0 | 0 | 4 | 5 | 0 | 0 | 4 | 5 | 0 | 0 | 4 | 5 | 0 | 0 | 4 | 5 | 0 | 0 | 4 | 5 | 0 | 0
4 | 6 | 0 | 0 | 4 | 6 | 0 | 0 | 4 | 6 | 0 | 0 | 4 | 6 | 0 | 0 | 4 | 6 | 0 | 0 | 4 | 6 | 24.45 | 25.3627 | 4 | 6 | 23.62 | 24.5017 | 4 | 6 | 0 | 0 | 4 | 6 | 0 | 0 | 4 | 6 | 0 | 0 | 4 | 6 | 0 | 0 | 4 | 6 | 0 | 0
4 | 7 | 0 | 0 | 4 | 7 | 0 | 0 | 4 | 7 | 0 | 0 | 4 | 7 | 33.02 | 34.2526 | 4 | 7 | 14.58 | 15.1242 | 4 | 7 | 208.63 | 216.4178 | 4 | 7 | 204.4 | 212.0299 | 4 | 7 | 141.84 | 147.1346 | 4 | 7 | 0 | 0 | 4 | 7 | 0 | 0 | 4 | 7 | 0 | 0 | 4 | 7 | 0 | 0
4 | 8 | 0 | 0 | 4 | 8 | 0.01 | 0.010373 | 4 | 8 | 70.73 | 73.3702 | 4 | 8 | 244.04 | 253.1495 | 4 | 8 | 64.74 | 67.1566 | 4 | 8 | 418.97 | 434.6093 | 4 | 8 | 408.08 | 423.3128 | 4 | 8 | 352.19 | 365.3366 | 4 | 8 | 25.02 | 25.9539 | 4 | 8 | 108.63 | 112.6849 | 4 | 8 | 4.91 | 5.0933 | 4 | 8 | 0 | 0
4 | 9 | 84.48 | 116.8446 | 4 | 9 | 9.3 | 9.6472 | 4 | 9 | 288.6 | 299.3729 | 4 | 9 | 463.81 | 481.1231 | 4 | 9 | 333.95 | 346.4157 | 4 | 9 | 619.48 | 642.604 | 4 | 9 | 441.8 | 458.2915 | 4 | 9 | 556.09 | 576.8478 | 4 | 9 | 104.06 | 107.9444 | 4 | 9 | 169.79 | 176.1279 | 4 | 9 | 168.16 | 174.4371 | 4 | 9 | 0 | 0
4 | 10 | 248.08 | 343.1205 | 4 | 10 | 131.88 | 136.8028 | 4 | 10 | 496.77 | 515.3135 | 4 | 10 | 654.92 | 679.3669 | 4 | 10 | 714.04 | 740.6937 | 4 | 10 | 791.63 | 821.18 | 4 | 10 | 438.96 | 455.3455 | 4 | 10 | 732.18 | 759.5109 | 4 | 10 | 136.94 | 142.0517 | 4 | 10 | 325.03 | 337.1627 | 4 | 10 | 343.38 | 356.1977 | 4 | 10 | 0 | 0
4 | 11 | 379.64 | 525.0816 | 4 | 11 | 123.58 | 128.193 | 4 | 11 | 644.02 | 668.06 | 4 | 11 | 800.05 | 829.9143 | 4 | 11 | 869.66 | 902.1227 | 4 | 11 | 922.1 | 956.5202 | 4 | 11 | 597.99 | 620.3118 | 4 | 11 | 866.25 | 898.5855 | 4 | 11 | 516.85 | 536.143 | 4 | 11 | 587.91 | 609.8556 | 4 | 11 | 438.94 | 455.3248 | 4 | 11 | 0 | 0
4 | 12 | 120.49 | 166.6502 | 4 | 12 | 75.74 | 78.5672 | 4 | 12 | 667.11 | 692.0119 | 4 | 12 | 892.02 | 925.3174 | 4 | 12 | 945.22 | 980.5032 | 4 | 12 | 982.93 | 1019.6209 | 4 | 12 | 972.4 | 1008.6978 | 4 | 12 | 950.95 | 986.4471 | 4 | 12 | 192.19 | 199.3641 | 6 | 0 | 746.85 | 774.7285 | 4 | 12 | 294.58 | 305.5761 | 4 | 12 | 36.83 | 38.2048
4 | 13 | 480.59 | 664.706 | 4 | 13 | 85.43 | 88.6189 | 4 | 13 | 774.58 | 803.4936 | 4 | 13 | 915.47 | 949.6427 | 4 | 13 | 961.57 | 997.4636 | 4 | 13 | 994.03 | 1031.1352 | 4 | 13 | 991.94 | 1028.9672 | 4 | 13 | 972.79 | 1009.1024 | 4 | 13 | 355.66 | 368.9361 | 6 | 0 | 771.18 | 799.9667 | 4 | 13 | 129.8 | 134.6452 | 4 | 13 | 45.07 | 46.7524
4 | 14 | 408.23 | 564.6246 | 4 | 14 | 68.93 | 71.503 | 4 | 14 | 733.07 | 760.4341 | 4 | 14 | 871.78 | 904.3219 | 4 | 14 | 926.17 | 960.7421 | 4 | 14 | 977.52 | 1014.0089 | 4 | 14 | 953.97 | 989.5799 | 4 | 14 | 933.56 | 968.408 | 4 | 14 | 314.19 | 325.9181 | 6 | 0 | 728.6 | 755.7972 | 4 | 14 | 436.88 | 453.1879 | 4 | 14 | 28.03 | 29.0763
4 | 15 | 116.89 | 161.671 | 4 | 15 | 42.12 | 43.6923 | 4 | 15 | 625.23 | 648.5686 | 4 | 15 | 766.14 | 794.7385 | 4 | 15 | 795.06 | 824.7381 | 4 | 15 | 847.45 | 879.0837 | 4 | 15 | 861.9 | 894.0731 | 4 | 15 | 835.74 | 866.9366 | 4 | 15 | 242.75 | 251.8114 | 6 | 0 | 623.7 | 646.9815 | 4 | 15 | 54.3 | 56.3269 | 4 | 15 | 4.91 | 5.0933
4 | 16 | 22.07 | 30.5251 | 4 | 16 | 19.49 | 20.2175 | 4 | 16 | 461.33 | 478.5506 | 4 | 16 | 605.81 | 628.4237 | 4 | 16 | 684.16 | 709.6984 | 4 | 16 | 486.39 | 504.546 | 4 | 16 | 722.42 | 749.3866 | 4 | 16 | 687.83 | 713.5054 | 4 | 16 | 101.5 | 105.2888 | 6 | 0 | 464.93 | 482.2849 | 4 | 16 | 52.9 | 54.8747 | 4 | 16 | 0 | 0
4 | 17 | 39.09 | 54.0655 | 4 | 17 | 6.35 | 6.587 | 4 | 17 | 256.56 | 266.1369 | 4 | 17 | 404.11 | 419.1947 | 4 | 17 | 497.38 | 515.9462 | 4 | 17 | 305.46 | 316.8622 | 4 | 17 | 546.41 | 566.8064 | 4 | 17 | 502.51 | 521.2677 | 4 | 17 | 116.53 | 120.8798 | 6 | 0 | 266.79 | 276.7488 | 4 | 17 | 2.32 | 2.4066 | 4 | 17 | 0.06 | 0.06224
4 | 18 | 0 | 0 | 4 | 18 | 0 | 0 | 4 | 18 | 45.58 | 47.2814 | 4 | 18 | 178.87 | 185.5469 | 4 | 18 | 286.98 | 297.6924 | 4 | 18 | 112.07 | 116.2534 | 4 | 18 | 348.44 | 361.4466 | 4 | 18 | 294.22 | 305.2027 | 4 | 18 | 44.55 | 46.213 | 6 | 0 | 58.12 | 60.2895 | 4 | 18 | 0 | 0 | 4 | 18 | 0 | 0
4 | 19 | 0 | 0 | 4 | 19 | 0 | 0 | 4 | 19 | 0 | 0 | 4 | 19 | 0.5 | 0.51866 | 4 | 19 | 79.84 | 82.8203 | 4 | 19 | 27.37 | 28.3917 | 4 | 19 | 147.91 | 153.4312 | 4 | 19 | 87.48 | 90.7455 | 4 | 19 | 0 | 0 | 6 | 0 | 0 | 0 | 4 | 19 | 0 | 0 | 4 | 19 | 0 | 0
4 | 20 | 0 | 0 | 4 | 20 | 0 | 0 | 4 | 20 | 0 | 0 | 4 | 20 | 0 | 0 | 4 | 20 | 0 | 0 | 4 | 20 | 0 | 0 | 4 | 20 | 0.94 | 0.97509 | 4 | 20 | 0 | 0 | 4 | 20 | 0 | 0 | 6 | 0 | 0 | 0 | 4 | 20 | 0 | 0 | 4 | 20 | 0 | 0
4 | 21 | 0 | 0 | 4 | 21 | 0 | 0 | 4 | 21 | 0 | 0 | 4 | 21 | 0 | 0 | 4 | 21 | 0 | 0 | 4 | 21 | 0 | 0 | 4 | 21 | 0 | 0 | 4 | 21 | 0 | 0 | 4 | 21 | 0 | 0 | 6 | 0 | 0 | 0 | 4 | 21 | 0 | 0 | 4 | 21 | 0 | 0
4 | 22 | 0 | 0 | 4 | 22 | 0 | 0 | 4 | 22 | 0 | 0 | 4 | 22 | 0 | 0 | 4 | 22 | 0 | 0 | 4 | 22 | 0 | 0 | 4 | 22 | 0 | 0 | 4 | 22 | 0 | 0 | 4 | 22 | 0 | 0 | 6 | 0 | 0 | 0 | 4 | 22 | 0 | 0 | 4 | 22 | 0 | 0
4 | 23 | 0 | 0 | 4 | 23 | 0 | 0 | 4 | 23 | 0 | 0 | 4 | 23 | 0 | 0 | 4 | 23 | 0 | 0 | 4 | 23 | 0 | 0 | 4 | 23 | 0 | 0 | 4 | 23 | 0 | 0 | 4 | 23 | 0 | 0 | 6 | 0 | 0 | 0 | 4 | 23 | 0 | 0 | 4 | 23 | 0 | 0
5 | 0 | 0 | 0 | 5 | 0 | 0 | 0 | 5 | 0 | 0 | 0 | 5 | 0 | 0 | 0 | 5 | 0 | 0 | 0 | 5 | 0 | 0 | 0 | 5 | 0 | 0 | 0 | 5 | 0 | 0 | 0 | 5 | 0 | 0 | 0 | 6 | 0 | 0 | 0 | 5 | 0 | 0 | 0 | 5 | 0 | 0 | 0
5 | 1 | 0 | 0 | 5 | 1 | 0 | 0 | 5 | 1 | 0 | 0 | 5 | 1 | 0 | 0 | 5 | 1 | 0 | 0 | 5 | 1 | 0 | 0 | 5 | 1 | 0 | 0 | 5 | 1 | 0 | 0 | 5 | 1 | 0 | 0 | 6 | 0 | 0 | 0 | 5 | 1 | 0 | 0 | 5 | 1 | 0 | 0
5 | 2 | 0 | 0 | 5 | 2 | 0 | 0 | 5 | 2 | 0 | 0 | 5 | 2 | 0 | 0 | 5 | 2 | 0 | 0 | 5 | 2 | 0 | 0 | 5 | 2 | 0 | 0 | 5 | 2 | 0 | 0 | 5 | 2 | 0 | 0 | 6 | 0 | 0 | 0 | 5 | 2 | 0 | 0 | 5 | 2 | 0 | 0
5 | 3 | 0 | 0 | 5 | 3 | 0 | 0 | 5 | 3 | 0 | 0 | 5 | 3 | 0 | 0 | 5 | 3 | 0 | 0 | 5 | 3 | 0 | 0 | 5 | 3 | 0 | 0 | 5 | 3 | 0 | 0 | 5 | 3 | 0 | 0 | 6 | 0 | 0 | 0 | 5 | 3 | 0 | 0 | 5 | 3 | 0 | 0
5 | 4 | 0 | 0 | 5 | 4 | 0 | 0 | 5 | 4 | 0 | 0 | 5 | 4 | 0 | 0 | 5 | 4 | 0 | 0 | 5 | 4 | 0 | 0 | 5 | 4 | 0 | 0 | 5 | 4 | 0 | 0 | 5 | 4 | 0 | 0 | 6 | 0 | 0 | 0 | 5 | 4 | 0 | 0 | 5 | 4 | 0 | 0
5 | 5 | 0 | 0 | 5 | 5 | 0 | 0 | 5 | 5 | 0 | 0 | 5 | 5 | 0 | 0 | 5 | 5 | 0 | 0 | 5 | 5 | 0 | 0 | 5 | 5 | 0 | 0 | 5 | 5 | 0 | 0 | 5 | 5 | 0 | 0 | 6 | 0 | 0 | 0 | 5 | 5 | 0 | 0 | 5 | 5 | 0 | 0
5 | 6 | 0 | 0 | 5 | 6 | 0 | 0 | 5 | 6 | 0 | 0 | 5 | 6 | 0 | 0 | 5 | 6 | 0 | 0 | 5 | 6 | 0.12 | 0.12448 | 5 | 6 | 0.73 | 0.75725 | 5 | 6 | 0 | 0 | 5 | 6 | 0 | 0 | 6 | 0 | 0 | 0 | 5 | 6 | 0 | 0 | 5 | 6 | 0 | 0
5 | 7 | 0 | 0 | 5 | 7 | 0 | 0 | 5 | 7 | 0 | 0 | 5 | 7 | 18.42 | 19.1076 | 5 | 7 | 39.63 | 41.1093 | 5 | 7 | 26.96 | 27.9664 | 5 | 7 | 24.83 | 25.7569 | 5 | 7 | 140.22 | 145.4541 | 5 | 7 | 0.52 | 0.53941 | 6 | 0 | 0 | 0 | 5 | 7 | 0 | 0 | 5 | 7 | 0 | 0
5 | 8 | 0 | 0 | 5 | 8 | 0.03 | 0.03112 | 5 | 8 | 106.11 | 110.0709 | 5 | 8 | 180.53 | 187.2688 | 5 | 8 | 111.83 | 116.0044 | 5 | 8 | 70.33 | 72.9553 | 5 | 8 | 69.11 | 71.6897 | 5 | 8 | 352.27 | 365.4196 | 5 | 8 | 44.28 | 45.9329 | 6 | 0 | 108.63 | 112.6849 | 5 | 8 | 0 | 0 | 5 | 8 | 0 | 0
5 | 9 | 0.29 | 0.4011 | 5 | 9 | 66.35 | 68.8267 | 5 | 9 | 322.55 | 334.5902 | 5 | 9 | 430.41 | 446.4764 | 5 | 9 | 280.03 | 290.483 | 5 | 9 | 397.43 | 412.2653 | 5 | 9 | 118.1 | 122.5084 | 5 | 9 | 557.58 | 578.3934 | 5 | 9 | 43.72 | 45.352 | 6 | 0 | 169.79 | 176.1279 | 5 | 9 | 4.95 | 5.1348 | 5 | 9 | 0.42 | 0.43568
5 | 10 | 22.48 | 31.0922 | 5 | 10 | 14.83 | 15.3836 | 5 | 10 | 516.44 | 535.7177 | 5 | 10 | 641.67 | 665.6223 | 5 | 10 | 365.28 | 378.9152 | 5 | 10 | 753.51 | 781.6371 | 5 | 10 | 179.33 | 186.024 | 5 | 10 | 734.79 | 762.2183 | 5 | 10 | 164.21 | 170.3396 | 6 | 0 | 325.03 | 337.1627 | 5 | 10 | 265.1 | 274.9957 | 5 | 10 | 4.74 | 4.9169
5 | 11 | 52.73 | 72.9311 | 5 | 11 | 33.12 | 34.3563 | 5 | 11 | 665.31 | 690.1447 | 5 | 11 | 792.19 | 821.7609 | 5 | 11 | 616.71 | 639.7306 | 5 | 11 | 320.21 | 332.1628 | 5 | 11 | 318.21 | 330.0882 | 5 | 11 | 868.92 | 901.3551 | 5 | 11 | 207.67 | 215.4219 | 6 | 0 | 587.91 | 609.8556 | 5 | 11 | 53.87 | 55.8809 | 5 | 11 | 34.28 | 35.5596
5 | 12 | 21.74 | 30.0687 | 5 | 12 | 212.56 | 220.4945 | 5 | 12 | 756.72 | 784.9669 | 5 | 12 | 481.63 | 499.6083 | 5 | 12 | 940.25 | 975.3477 | 5 | 12 | 194.88 | 202.1545 | 5 | 12 | 687.84 | 713.5157 | 5 | 12 | 952.27 | 987.8164 | 5 | 12 | 678.73 | 704.0657 | 5 | 12 | 728.53 | 755.7246 | 5 | 12 | 176.72 | 183.3166 | 5 | 12 | 178.86 | 185.5365
5 | 13 | 23.88 | 33.0285 | 5 | 13 | 273.09 | 283.2839 | 5 | 13 | 779.33 | 808.4209 | 5 | 13 | 731.45 | 758.7536 | 5 | 13 | 893.19 | 926.5311 | 5 | 13 | 259.56 | 269.2489 | 5 | 13 | 929.63 | 964.3313 | 5 | 13 | 974.34 | 1010.7102 | 5 | 13 | 621.08 | 644.2637 | 5 | 13 | 751.93 | 779.9981 | 5 | 13 | 93.92 | 97.4259 | 5 | 13 | 179.47 | 186.1693
5 | 14 | 54.99 | 76.0569 | 5 | 14 | 131.71 | 136.6265 | 5 | 14 | 734.49 | 761.9071 | 5 | 14 | 805.97 | 836.0553 | 5 | 14 | 893.62 | 926.9771 | 5 | 14 | 508.74 | 527.7303 | 5 | 14 | 952.41 | 987.9616 | 5 | 14 | 934.75 | 969.6424 | 5 | 14 | 546.81 | 567.2214 | 5 | 14 | 709.91 | 736.4096 | 5 | 14 | 95.4 | 98.9611 | 5 | 14 | 227.22 | 235.7017
5 | 15 | 38.44 | 53.1665 | 5 | 15 | 166.1 | 172.3002 | 5 | 15 | 625.4 | 648.745 | 5 | 15 | 748.5 | 776.4401 | 5 | 15 | 744.19 | 771.9692 | 5 | 15 | 838.53 | 869.8307 | 5 | 15 | 863.54 | 895.7743 | 5 | 15 | 838.38 | 869.6751 | 5 | 15 | 480.22 | 498.1457 | 5 | 15 | 606.16 | 628.7868 | 5 | 15 | 106.72 | 110.7037 | 5 | 15 | 79.4 | 82.3638
5 | 16 | 7.31 | 10.1105 | 5 | 16 | 274.35 | 284.591 | 5 | 16 | 461.22 | 478.4365 | 5 | 16 | 571.89 | 593.2376 | 5 | 16 | 485.33 | 503.4464 | 5 | 16 | 641.12 | 665.0518 | 5 | 16 | 725.98 | 753.0794 | 5 | 16 | 690.86 | 716.6485 | 5 | 16 | 368.81 | 382.577 | 5 | 16 | 449.07 | 465.8329 | 5 | 16 | 105.97 | 109.9257 | 5 | 16 | 59.96 | 62.1982
5 | 17 | 0 | 0 | 5 | 17 | 104.45 | 108.3489 | 5 | 17 | 258.12 | 267.7551 | 5 | 17 | 333.33 | 345.7726 | 5 | 17 | 273.59 | 283.8026 | 5 | 17 | 509.22 | 528.2282 | 5 | 17 | 550.72 | 571.2773 | 5 | 17 | 503.76 | 522.5644 | 5 | 17 | 240.19 | 249.1558 | 5 | 17 | 253.22 | 262.6722 | 5 | 17 | 111.67 | 115.8384 | 5 | 17 | 16.9 | 17.5308
5 | 18 | 0 | 0 | 5 | 18 | 0 | 0 | 5 | 18 | 48.58 | 50.3934 | 5 | 18 | 39.58 | 41.0574 | 5 | 18 | 130.59 | 135.4647 | 5 | 18 | 354.7 | 367.9403 | 5 | 18 | 351.97 | 365.1084 | 5 | 18 | 293.49 | 304.4454 | 5 | 18 | 9.81 | 10.1762 | 5 | 18 | 49.34 | 51.1818 | 5 | 18 | 0 | 0 | 5 | 18 | 0 | 0
5 | 19 | 0 | 0 | 5 | 19 | 0 | 0 | 5 | 19 | 0 | 0 | 5 | 19 | 0 | 0 | 5 | 19 | 14.72 | 15.2695 | 5 | 19 | 149.73 | 155.3191 | 5 | 19 | 149.32 | 154.8938 | 5 | 19 | 85.24 | 88.4218 | 5 | 19 | 0 | 0 | 5 | 19 | 0 | 0 | 5 | 19 | 0 | 0 | 5 | 19 | 0 | 0
5 | 20 | 0 | 0 | 5 | 20 | 0 | 0 | 5 | 20 | 0 | 0 | 5 | 20 | 0 | 0 | 5 | 20 | 0 | 0 | 5 | 20 | 0.68 | 0.70538 | 5 | 20 | 0.79 | 0.81949 | 5 | 20 | 0 | 0 | 5 | 20 | 0 | 0 | 5 | 20 | 0 | 0 | 5 | 20 | 0 | 0 | 5 | 20 | 0 | 0
5 | 21 | 0 | 0 | 5 | 21 | 0 | 0 | 5 | 21 | 0 | 0 | 5 | 21 | 0 | 0 | 5 | 21 | 0 | 0 | 5 | 21 | 0 | 0 | 5 | 21 | 0 | 0 | 5 | 21 | 0 | 0 | 5 | 21 | 0 | 0 | 5 | 21 | 0 | 0 | 5 | 21 | 0 | 0 | 5 | 21 | 0 | 0
5 | 22 | 0 | 0 | 5 | 22 | 0 | 0 | 5 | 22 | 0 | 0 | 5 | 22 | 0 | 0 | 5 | 22 | 0 | 0 | 5 | 22 | 0 | 0 | 5 | 22 | 0 | 0 | 5 | 22 | 0 | 0 | 5 | 22 | 0 | 0 | 5 | 22 | 0 | 0 | 5 | 22 | 0 | 0 | 5 | 22 | 0 | 0
5 | 23 | 0 | 0 | 5 | 23 | 0 | 0 | 5 | 23 | 0 | 0 | 5 | 23 | 0 | 0 | 5 | 23 | 0 | 0 | 5 | 23 | 0 | 0 | 5 | 23 | 0 | 0 | 5 | 23 | 0 | 0 | 5 | 23 | 0 | 0 | 5 | 23 | 0 | 0 | 5 | 23 | 0 | 0 | 5 | 23 | 0 | 0
6 | 0 | 0 | 0 | 6 | 0 | 0 | 0 | 6 | 0 | 0 | 0 | 6 | 0 | 0 | 0 | 6 | 0 | 0 | 0 | 6 | 0 | 0 | 0 | 6 | 0 | 0 | 0 | 6 | 0 | 0 | 0 | 6 | 0 | 0 | 0 | 6 | 0 | 0 | 0 | 6 | 0 | 0 | 0 | 6 | 0 | 0 | 0
6 | 1 | 0 | 0 | 6 | 1 | 0 | 0 | 6 | 1 | 0 | 0 | 6 | 1 | 0 | 0 | 6 | 1 | 0 | 0 | 6 | 1 | 0 | 0 | 6 | 1 | 0 | 0 | 6 | 1 | 0 | 0 | 6 | 1 | 0 | 0 | 6 | 1 | 0 | 0 | 6 | 1 | 0 | 0 | 6 | 1 | 0 | 0
6 | 2 | 0 | 0 | 6 | 2 | 0 | 0 | 6 | 2 | 0 | 0 | 6 | 2 | 0 | 0 | 6 | 2 | 0 | 0 | 6 | 2 | 0 | 0 | 6 | 2 | 0 | 0 | 6 | 2 | 0 | 0 | 6 | 2 | 0 | 0 | 6 | 2 | 0 | 0 | 6 | 2 | 0 | 0 | 6 | 2 | 0 | 0
6 | 3 | 0 | 0 | 6 | 3 | 0 | 0 | 6 | 3 | 0 | 0 | 6 | 3 | 0 | 0 | 6 | 3 | 0 | 0 | 6 | 3 | 0 | 0 | 6 | 3 | 0 | 0 | 6 | 3 | 0 | 0 | 6 | 3 | 0 | 0 | 6 | 3 | 0 | 0 | 6 | 3 | 0 | 0 | 6 | 3 | 0 | 0
6 | 4 | 0 | 0 | 6 | 4 | 0 | 0 | 6 | 4 | 0 | 0 | 6 | 4 | 0 | 0 | 6 | 4 | 0 | 0 | 6 | 4 | 0 | 0 | 6 | 4 | 0 | 0 | 6 | 4 | 0 | 0 | 6 | 4 | 0 | 0 | 6 | 4 | 0 | 0 | 6 | 4 | 0 | 0 | 6 | 4 | 0 | 0
6 | 5 | 0 | 0 | 6 | 5 | 0 | 0 | 6 | 5 | 0 | 0 | 6 | 5 | 0 | 0 | 6 | 5 | 0 | 0 | 6 | 5 | 0 | 0 | 6 | 5 | 0 | 0 | 6 | 5 | 0 | 0 | 6 | 5 | 0 | 0 | 6 | 5 | 0 | 0 | 6 | 5 | 0 | 0 | 6 | 5 | 0 | 0
6 | 6 | 0 | 0 | 6 | 6 | 0 | 0 | 6 | 6 | 0 | 0 | 6 | 6 | 0 | 0 | 6 | 6 | 0 | 0 | 6 | 6 | 0.98 | 1.0166 | 6 | 6 | 24.96 | 25.8917 | 6 | 6 | 0 | 0 | 6 | 6 | 0 | 0 | 6 | 6 | 0 | 0 | 6 | 6 | 0 | 0 | 6 | 6 | 0 | 0
6 | 7 | 0 | 0 | 6 | 7 | 0 | 0 | 6 | 7 | 0 | 0 | 6 | 7 | 32.58 | 33.7961 | 6 | 7 | 54.27 | 56.2958 | 6 | 7 | 59.06 | 61.2646 | 6 | 7 | 209.03 | 216.8327 | 6 | 7 | 131.83 | 136.751 | 6 | 7 | 29.41 | 30.5078 | 6 | 7 | 0 | 0 | 6 | 7 | 0 | 0 | 6 | 7 | 0 | 0
6 | 8 | 0 | 0 | 6 | 8 | 7.15 | 7.4169 | 6 | 8 | 109.29 | 113.3696 | 6 | 8 | 236.11 | 244.9235 | 6 | 8 | 189.93 | 197.0197 | 6 | 8 | 164.99 | 171.1488 | 6 | 8 | 419.03 | 434.6716 | 6 | 8 | 347.19 | 360.1499 | 6 | 8 | 200.77 | 208.2644 | 6 | 8 | 98.41 | 102.0835 | 6 | 8 | 0.64 | 0.66389 | 6 | 8 | 0 | 0
6 | 9 | 0.91 | 1.2586 | 6 | 9 | 177.59 | 184.2191 | 6 | 9 | 324.91 | 337.0383 | 6 | 9 | 463.28 | 480.5734 | 6 | 9 | 377.5 | 391.5914 | 6 | 9 | 321.56 | 333.5632 | 6 | 9 | 619.39 | 642.5106 | 6 | 9 | 551.46 | 572.0449 | 6 | 9 | 396.61 | 411.4147 | 6 | 9 | 304.18 | 315.5345 | 6 | 9 | 48.84 | 50.6631 | 6 | 9 | 3.85 | 3.9937
6 | 10 | 8.07 | 11.1617 | 6 | 10 | 357.19 | 370.5232 | 6 | 10 | 518.92 | 538.2903 | 6 | 10 | 650.24 | 674.5122 | 6 | 10 | 574.71 | 596.1628 | 6 | 10 | 525.42 | 545.0329 | 6 | 10 | 789.31 | 818.7734 | 6 | 10 | 727.86 | 755.0296 | 6 | 10 | 542.3 | 562.543 | 6 | 10 | 489.78 | 508.0625 | 6 | 10 | 141.39 | 146.6678 | 6 | 10 | 56.4 | 58.5053
6 | 11 | 70.84 | 97.9791 | 6 | 11 | 497.43 | 515.9981 | 6 | 11 | 667.61 | 692.5306 | 6 | 11 | 636.57 | 660.3319 | 6 | 11 | 723.71 | 750.7247 | 6 | 11 | 737.37 | 764.8946 | 6 | 11 | 918.45 | 952.734 | 6 | 11 | 861.23 | 893.3781 | 6 | 11 | 640.51 | 664.419 | 6 | 11 | 631.92 | 655.5084 | 6 | 11 | 243.56 | 252.6516 | 6 | 11 | 121.88 | 126.4295
6 | 12 | 62.91 | 87.0111 | 6 | 12 | 584.5 | 606.3183 | 6 | 12 | 766.45 | 795.0601 | 6 | 12 | 656.47 | 680.9748 | 6 | 12 | 823.87 | 854.6235 | 6 | 12 | 999.19 | 1036.4878 | 6 | 12 | 363.07 | 376.6227 | 6 | 12 | 730.68 | 757.9549 | 6 | 12 | 447.57 | 464.2769 | 6 | 12 | 716.44 | 743.1833 | 6 | 12 | 120 | 124.4794 | 6 | 12 | 169.11 | 175.4226
6 | 13 | 70.94 | 98.1174 | 6 | 13 | 607.58 | 630.2598 | 6 | 13 | 789.72 | 819.1987 | 6 | 13 | 670.82 | 695.8604 | 6 | 13 | 822.02 | 852.7044 | 6 | 13 | 1020.12 | 1058.1991 | 6 | 13 | 846.05 | 877.6314 | 6 | 13 | 702.92 | 729.1587 | 6 | 13 | 634.85 | 658.5477 | 6 | 13 | 739.65 | 767.2597 | 6 | 13 | 145.63 | 151.0661 | 6 | 13 | 278.19 | 288.5743
6 | 14 | 59.63 | 82.4745 | 6 | 14 | 566.56 | 587.7086 | 6 | 14 | 744.78 | 772.5812 | 6 | 14 | 645.42 | 669.5123 | 6 | 14 | 791.5 | 821.0452 | 6 | 14 | 981.19 | 1017.8159 | 6 | 14 | 628.5 | 651.9607 | 6 | 14 | 678.88 | 704.2213 | 6 | 14 | 620.83 | 644.0044 | 6 | 14 | 697.75 | 723.7957 | 6 | 14 | 235.04 | 243.8136 | 6 | 14 | 251.7 | 261.0955
6 | 15 | 27.9 | 38.5886 | 6 | 15 | 464.51 | 481.8493 | 6 | 15 | 635.66 | 659.388 | 6 | 15 | 762.43 | 790.89 | 6 | 15 | 629.66 | 653.164 | 6 | 15 | 885.58 | 918.637 | 6 | 15 | 802.94 | 832.9122 | 6 | 15 | 591.02 | 613.0816 | 6 | 15 | 594.34 | 616.5256 | 6 | 15 | 594.28 | 616.4633 | 6 | 15 | 48.97 | 50.798 | 6 | 15 | 39.95 | 41.4413
6 | 16 | 0.02 | 0.027662 | 6 | 16 | 310.8 | 322.4016 | 6 | 16 | 471.71 | 489.318 | 6 | 16 | 529.08 | 548.8295 | 6 | 16 | 581.78 | 603.4967 | 6 | 16 | 743.3 | 771.046 | 6 | 16 | 740.41 | 768.0481 | 6 | 16 | 528.19 | 547.9063 | 6 | 16 | 560.85 | 581.7855 | 6 | 16 | 422.27 | 438.0325 | 6 | 16 | 43.56 | 45.186 | 6 | 16 | 40.86 | 42.3852
6 | 17 | 0 | 0 | 6 | 17 | 124.48 | 129.1266 | 6 | 17 | 267.06 | 277.0288 | 6 | 17 | 200.17 | 207.642 | 6 | 17 | 245.64 | 254.8093 | 6 | 17 | 563.62 | 584.6589 | 6 | 17 | 561 | 581.9411 | 6 | 17 | 355.46 | 368.7286 | 6 | 17 | 315.29 | 327.0592 | 6 | 17 | 77.9 | 80.8079 | 6 | 17 | 19.86 | 20.6013 | 6 | 17 | 0.01 | 0.010373
6 | 18 | 0 | 0 | 6 | 18 | 0 | 0 | 6 | 18 | 53.42 | 55.4141 | 6 | 18 | 73.25 | 75.9843 | 6 | 18 | 175.15 | 181.688 | 6 | 18 | 360.12 | 373.5626 | 6 | 18 | 357.63 | 370.9796 | 6 | 18 | 195.18 | 202.4657 | 6 | 18 | 133.16 | 138.1306 | 6 | 18 | 45.08 | 46.7627 | 6 | 18 | 0 | 0 | 6 | 18 | 0 | 0
6 | 19 | 0 | 0 | 6 | 19 | 0 | 0 | 6 | 19 | 0 | 0 | 6 | 19 | 0.51 | 0.52904 | 6 | 19 | 49.57 | 51.4204 | 6 | 19 | 152.98 | 158.6904 | 6 | 19 | 150.84 | 156.4706 | 6 | 19 | 81.24 | 84.2725 | 6 | 19 | 0 | 0 | 6 | 19 | 0 | 0 | 6 | 19 | 0 | 0 | 6 | 19 | 0 | 0
6 | 20 | 0 | 0 | 6 | 20 | 0 | 0 | 6 | 20 | 0 | 0 | 6 | 20 | 0 | 0 | 6 | 20 | 0 | 0 | 6 | 20 | 0.9 | 0.9336 | 6 | 20 | 0.62 | 0.64314 | 6 | 20 | 0 | 0 | 6 | 20 | 0 | 0 | 6 | 20 | 0 | 0 | 6 | 20 | 0 | 0 | 6 | 20 | 0 | 0
6 | 21 | 0 | 0 | 6 | 21 | 0 | 0 | 6 | 21 | 0 | 0 | 6 | 21 | 0 | 0 | 6 | 21 | 0 | 0 | 6 | 21 | 0 | 0 | 6 | 21 | 0 | 0 | 6 | 21 | 0 | 0 | 6 | 21 | 0 | 0 | 6 | 21 | 0 | 0 | 6 | 21 | 0 | 0 | 6 | 21 | 0 | 0
6 | 22 | 0 | 0 | 6 | 22 | 0 | 0 | 6 | 22 | 0 | 0 | 6 | 22 | 0 | 0 | 6 | 22 | 0 | 0 | 6 | 22 | 0 | 0 | 6 | 22 | 0 | 0 | 6 | 22 | 0 | 0 | 6 | 22 | 0 | 0 | 6 | 22 | 0 | 0 | 6 | 22 | 0 | 0 | 6 | 22 | 0 | 0
6 | 23 | 0 | 0 | 6 | 23 | 0 | 0 | 6 | 23 | 0 | 0 | 6 | 23 | 0 | 0 | 6 | 23 | 0 | 0 | 6 | 23 | 0 | 0 | 6 | 23 | 0 | 0 | 6 | 23 | 0 | 0 | 6 | 23 | 0 | 0 | 6 | 23 | 0 | 0 | 6 | 23 | 0 | 0 | 6 | 23 | 0 | 0
7 | 0 | 0 | 0 | 7 | 0 | 0 | 0 | 7 | 0 | 0 | 0 | 7 | 0 | 0 | 0 | 7 | 0 | 0 | 0 | 7 | 0 | 0 | 0 | 7 | 0 | 0 | 0 | 7 | 0 | 0 | 0 | 7 | 0 | 0 | 0 | 7 | 0 | 0 | 0 | 7 | 0 | 0 | 0 | 7 | 0 | 0 | 0
7 | 1 | 0 | 0 | 7 | 1 | 0 | 0 | 7 | 1 | 0 | 0 | 7 | 1 | 0 | 0 | 7 | 1 | 0 | 0 | 7 | 1 | 0 | 0 | 7 | 1 | 0 | 0 | 7 | 1 | 0 | 0 | 7 | 1 | 0 | 0 | 7 | 1 | 0 | 0 | 7 | 1 | 0 | 0 | 7 | 1 | 0 | 0
7 | 2 | 0 | 0 | 7 | 2 | 0 | 0 | 7 | 2 | 0 | 0 | 7 | 2 | 0 | 0 | 7 | 2 | 0 | 0 | 7 | 2 | 0 | 0 | 7 | 2 | 0 | 0 | 7 | 2 | 0 | 0 | 7 | 2 | 0 | 0 | 7 | 2 | 0 | 0 | 7 | 2 | 0 | 0 | 7 | 2 | 0 | 0
7 | 3 | 0 | 0 | 7 | 3 | 0 | 0 | 7 | 3 | 0 | 0 | 7 | 3 | 0 | 0 | 7 | 3 | 0 | 0 | 7 | 3 | 0 | 0 | 7 | 3 | 0 | 0 | 7 | 3 | 0 | 0 | 7 | 3 | 0 | 0 | 7 | 3 | 0 | 0 | 7 | 3 | 0 | 0 | 7 | 3 | 0 | 0
7 | 4 | 0 | 0 | 7 | 4 | 0 | 0 | 7 | 4 | 0 | 0 | 7 | 4 | 0 | 0 | 7 | 4 | 0 | 0 | 7 | 4 | 0 | 0 | 7 | 4 | 0 | 0 | 7 | 4 | 0 | 0 | 7 | 4 | 0 | 0 | 7 | 4 | 0 | 0 | 7 | 4 | 0 | 0 | 7 | 4 | 0 | 0
7 | 5 | 0 | 0 | 7 | 5 | 0 | 0 | 7 | 5 | 0 | 0 | 7 | 5 | 0 | 0 | 7 | 5 | 0 | 0 | 7 | 5 | 0 | 0 | 7 | 5 | 0 | 0 | 7 | 5 | 0 | 0 | 7 | 5 | 0 | 0 | 7 | 5 | 0 | 0 | 7 | 5 | 0 | 0 | 7 | 5 | 0 | 0
7 | 6 | 0 | 0 | 7 | 6 | 0 | 0 | 7 | 6 | 0 | 0 | 7 | 6 | 0 | 0 | 7 | 6 | 0 | 0 | 7 | 6 | 27.18 | 28.1946 | 7 | 6 | 24 | 24.8959 | 7 | 6 | 0 | 0 | 7 | 6 | 0 | 0 | 7 | 6 | 0 | 0 | 7 | 6 | 0 | 0 | 7 | 6 | 0 | 0
7 | 7 | 0 | 0 | 7 | 7 | 0 | 0 | 7 | 7 | 0 | 0 | 7 | 7 | 2.2 | 2.2821 | 7 | 7 | 21.71 | 22.5204 | 7 | 7 | 212.4 | 220.3285 | 7 | 7 | 207.14 | 214.8721 | 7 | 7 | 131.86 | 136.7821 | 7 | 7 | 3.86 | 4.0041 | 7 | 7 | 0 | 0 | 7 | 7 | 0 | 0 | 7 | 7 | 0 | 0
7 | 8 | 0 | 0 | 7 | 8 | 9.1 | 9.4397 | 7 | 8 | 114.91 | 119.1994 | 7 | 8 | 42.58 | 44.1694 | 7 | 8 | 106.18 | 110.1435 | 7 | 8 | 422.48 | 438.2504 | 7 | 8 | 416.37 | 431.9123 | 7 | 8 | 341.75 | 354.5069 | 7 | 8 | 68.95 | 71.5238 | 7 | 8 | 4.05 | 4.2012 | 7 | 8 | 0 | 0 | 7 | 8 | 0 | 0
7 | 9 | 0.17 | 0.23513 | 7 | 9 | 184.63 | 191.5219 | 7 | 9 | 331.68 | 344.061 | 7 | 9 | 38.25 | 39.6778 | 7 | 9 | 270.95 | 281.064 | 7 | 9 | 622.28 | 645.5085 | 7 | 9 | 615.96 | 638.9526 | 7 | 9 | 545.97 | 566.35 | 7 | 9 | 144.86 | 150.2673 | 7 | 9 | 32.37 | 33.5783 | 7 | 9 | 3.47 | 3.5995 | 7 | 9 | 12.09 | 12.5413
7 | 10 | 90.9 | 125.7242 | 7 | 10 | 361.77 | 375.2742 | 7 | 10 | 525.64 | 545.2611 | 7 | 10 | 87.37 | 90.6314 | 7 | 10 | 402.44 | 417.4623 | 7 | 10 | 793.5 | 823.1198 | 7 | 10 | 787.25 | 816.6365 | 7 | 10 | 133.2 | 138.1721 | 7 | 10 | 225.91 | 234.3428 | 7 | 10 | 69.73 | 72.3329 | 7 | 10 | 32.09 | 33.2879 | 7 | 10 | 81.94 | 84.9987
7 | 11 | 266.3 | 368.3206 | 7 | 11 | 507.99 | 526.9523 | 7 | 11 | 674.19 | 699.3562 | 7 | 11 | 242.88 | 251.9462 | 7 | 11 | 539.97 | 560.126 | 7 | 11 | 923.63 | 958.1073 | 7 | 11 | 915.7 | 949.8813 | 7 | 11 | 764.09 | 792.612 | 7 | 11 | 328.61 | 340.8764 | 7 | 11 | 89.55 | 92.8927 | 7 | 11 | 92.94 | 96.4093 | 7 | 11 | 94.68 | 98.2142
7 | 12 | 62.91 | 87.0111 | 7 | 12 | 592.5 | 614.6169 | 7 | 12 | 770.22 | 798.9708 | 7 | 12 | 286.44 | 297.1323 | 7 | 12 | 850.74 | 882.4965 | 7 | 12 | 998.22 | 1035.4816 | 7 | 12 | 995.9 | 1033.075 | 7 | 12 | 954.22 | 989.8392 | 7 | 12 | 585 | 606.8369 | 7 | 12 | 289.65 | 300.4621 | 9 | 0 | 120 | 124.4794 | 7 | 12 | 46.67 | 48.4121
7 | 13 | 70.94 | 98.1174 | 7 | 13 | 613.37 | 636.2659 | 7 | 13 | 795.36 | 825.0493 | 7 | 13 | 743.83 | 771.5957 | 7 | 13 | 777.51 | 806.533 | 7 | 13 | 1020.27 | 1058.3547 | 7 | 13 | 1015.6 | 1053.5104 | 7 | 13 | 977.77 | 1014.2683 | 7 | 13 | 601.35 | 623.7972 | 7 | 13 | 153.15 | 158.8668 | 9 | 0 | 145.63 | 151.0661 | 7 | 13 | 78.13 | 81.0464
7 | 14 | 59.63 | 82.4745 | 7 | 14 | 566.38 | 587.5219 | 7 | 14 | 750.25 | 778.2554 | 7 | 14 | 212.81 | 220.7538 | 7 | 14 | 775.11 | 804.0434 | 7 | 14 | 982.45 | 1019.123 | 7 | 14 | 976.75 | 1013.2102 | 7 | 14 | 907.17 | 941.0329 | 7 | 14 | 523.74 | 543.2902 | 7 | 14 | 156.4 | 162.2381 | 9 | 0 | 235.04 | 243.8136 | 7 | 14 | 90.64 | 94.0234
7 | 15 | 27.9 | 38.5886 | 7 | 15 | 470.29 | 487.845 | 7 | 15 | 639.32 | 663.1846 | 7 | 15 | 123.4 | 128.0063 | 7 | 15 | 649.9 | 674.1595 | 7 | 15 | 886.77 | 919.8714 | 7 | 15 | 882.92 | 915.8777 | 7 | 15 | 615.81 | 638.797 | 7 | 15 | 386.78 | 401.2178 | 7 | 15 | 64.86 | 67.2811 | 9 | 0 | 48.97 | 50.798 | 7 | 15 | 119.2 | 123.6495
7 | 16 | 0.02 | 0.027662 | 7 | 16 | 317.18 | 329.0197 | 7 | 16 | 474.75 | 492.4715 | 7 | 16 | 208.21 | 215.9821 | 7 | 16 | 560.95 | 581.8892 | 7 | 16 | 618.54 | 641.6289 | 7 | 16 | 739.6 | 767.2078 | 7 | 16 | 441.49 | 457.97 | 7 | 16 | 319.37 | 331.2915 | 7 | 16 | 6.73 | 6.9812 | 9 | 0 | 43.56 | 45.186 | 7 | 16 | 147.51 | 153.0163
7 | 17 | 0 | 0 | 7 | 17 | 129.41 | 134.2406 | 7 | 17 | 271.18 | 281.3026 | 7 | 17 | 277.29 | 287.6407 | 7 | 17 | 447.19 | 463.8827 | 7 | 17 | 417.28 | 432.8563 | 7 | 17 | 559.59 | 580.4784 | 7 | 17 | 264.92 | 274.809 | 7 | 17 | 224.63 | 233.015 | 7 | 17 | 6.83 | 7.085 | 9 | 0 | 19.86 | 20.6013 | 7 | 17 | 8.42 | 8.7343
7 | 18 | 0 | 0 | 7 | 18 | 0 | 0 | 7 | 18 | 57.67 | 59.8227 | 7 | 18 | 79.16 | 82.1149 | 7 | 18 | 291.27 | 302.1426 | 7 | 18 | 360.15 | 373.5937 | 7 | 18 | 356.3 | 369.6 | 7 | 18 | 116.16 | 120.496 | 7 | 18 | 81.77 | 84.8223 | 7 | 18 | 9.92 | 10.2903 | 9 | 0 | 0 | 0 | 7 | 18 | 0 | 0
7 | 19 | 0 | 0 | 7 | 19 | 0 | 0 | 7 | 19 | 0 | 0 | 7 | 19 | 0 | 0 | 7 | 19 | 80.86 | 83.8783 | 7 | 19 | 153.94 | 159.6863 | 7 | 19 | 149.57 | 155.1532 | 7 | 19 | 10.92 | 11.3276 | 7 | 19 | 0 | 0 | 7 | 19 | 0 | 0 | 9 | 0 | 0 | 0 | 7 | 19 | 0 | 0
7 | 20 | 0 | 0 | 7 | 20 | 0 | 0 | 7 | 20 | 0 | 0 | 7 | 20 | 0 | 0 | 7 | 20 | 0 | 0 | 7 | 20 | 0.06 | 0.06224 | 7 | 20 | 0.45 | 0.4668 | 7 | 20 | 0 | 0 | 7 | 20 | 0 | 0 | 7 | 20 | 0 | 0 | 9 | 0 | 0 | 0 | 7 | 20 | 0 | 0
7 | 21 | 0 | 0 | 7 | 21 | 0 | 0 | 7 | 21 | 0 | 0 | 7 | 21 | 0 | 0 | 7 | 21 | 0 | 0 | 7 | 21 | 0 | 0 | 7 | 21 | 0 | 0 | 7 | 21 | 0 | 0 | 7 | 21 | 0 | 0 | 7 | 21 | 0 | 0 | 9 | 0 | 0 | 0 | 7 | 21 | 0 | 0
7 | 22 | 0 | 0 | 7 | 22 | 0 | 0 | 7 | 22 | 0 | 0 | 7 | 22 | 0 | 0 | 7 | 22 | 0 | 0 | 7 | 22 | 0 | 0 | 7 | 22 | 0 | 0 | 7 | 22 | 0 | 0 | 7 | 22 | 0 | 0 | 7 | 22 | 0 | 0 | 9 | 0 | 0 | 0 | 7 | 22 | 0 | 0
7 | 23 | 0 | 0 | 7 | 23 | 0 | 0 | 7 | 23 | 0 | 0 | 7 | 23 | 0 | 0 | 7 | 23 | 0 | 0 | 7 | 23 | 0 | 0 | 7 | 23 | 0 | 0 | 7 | 23 | 0 | 0 | 7 | 23 | 0 | 0 | 7 | 23 | 0 | 0 | 9 | 0 | 0 | 0 | 7 | 23 | 0 | 0
8 | 0 | 0 | 0 | 8 | 0 | 0 | 0 | 8 | 0 | 0 | 0 | 8 | 0 | 0 | 0 | 8 | 0 | 0 | 0 | 8 | 0 | 0 | 0 | 8 | 0 | 0 | 0 | 8 | 0 | 0 | 0 | 8 | 0 | 0 | 0 | 8 | 0 | 0 | 0 | 9 | 0 | 0 | 0 | 8 | 0 | 0 | 0
8 | 1 | 0 | 0 | 8 | 1 | 0 | 0 | 8 | 1 | 0 | 0 | 8 | 1 | 0 | 0 | 8 | 1 | 0 | 0 | 8 | 1 | 0 | 0 | 8 | 1 | 0 | 0 | 8 | 1 | 0 | 0 | 8 | 1 | 0 | 0 | 8 | 1 | 0 | 0 | 9 | 0 | 0 | 0 | 8 | 1 | 0 | 0
8 | 2 | 0 | 0 | 8 | 2 | 0 | 0 | 8 | 2 | 0 | 0 | 8 | 2 | 0 | 0 | 8 | 2 | 0 | 0 | 8 | 2 | 0 | 0 | 8 | 2 | 0 | 0 | 8 | 2 | 0 | 0 | 8 | 2 | 0 | 0 | 8 | 2 | 0 | 0 | 9 | 0 | 0 | 0 | 8 | 2 | 0 | 0
8 | 3 | 0 | 0 | 8 | 3 | 0 | 0 | 8 | 3 | 0 | 0 | 8 | 3 | 0 | 0 | 8 | 3 | 0 | 0 | 8 | 3 | 0 | 0 | 8 | 3 | 0 | 0 | 8 | 3 | 0 | 0 | 8 | 3 | 0 | 0 | 8 | 3 | 0 | 0 | 9 | 0 | 0 | 0 | 8 | 3 | 0 | 0
8 | 4 | 0 | 0 | 8 | 4 | 0 | 0 | 8 | 4 | 0 | 0 | 8 | 4 | 0 | 0 | 8 | 4 | 0 | 0 | 8 | 4 | 0 | 0 | 8 | 4 | 0 | 0 | 8 | 4 | 0 | 0 | 8 | 4 | 0 | 0 | 8 | 4 | 0 | 0 | 9 | 0 | 0 | 0 | 8 | 4 | 0 | 0
8 | 5 | 0 | 0 | 8 | 5 | 0 | 0 | 8 | 5 | 0 | 0 | 8 | 5 | 0 | 0 | 8 | 5 | 0 | 0 | 8 | 5 | 0 | 0 | 8 | 5 | 0 | 0 | 8 | 5 | 0 | 0 | 8 | 5 | 0 | 0 | 8 | 5 | 0 | 0 | 9 | 0 | 0 | 0 | 8 | 5 | 0 | 0
8 | 6 | 0 | 0 | 8 | 6 | 0 | 0 | 8 | 6 | 0 | 0 | 8 | 6 | 0 | 0 | 8 | 6 | 0 | 0 | 8 | 6 | 28.06 | 29.1074 | 8 | 6 | 22.65 | 23.4955 | 8 | 6 | 0 | 0 | 8 | 6 | 0 | 0 | 8 | 6 | 0 | 0 | 9 | 0 | 0 | 0 | 8 | 6 | 0 | 0
8 | 7 | 0 | 0 | 8 | 7 | 0 | 0 | 8 | 7 | 0 | 0 | 8 | 7 | 21.54 | 22.344 | 8 | 7 | 65.75 | 68.2043 | 8 | 7 | 206.57 | 214.2809 | 8 | 7 | 203.55 | 211.1481 | 8 | 7 | 36.02 | 37.3646 | 8 | 7 | 6.37 | 6.6078 | 8 | 7 | 0 | 0 | 9 | 0 | 0 | 0 | 8 | 7 | 0 | 0
8 | 8 | 0 | 0 | 8 | 8 | 10.97 | 11.3795 | 8 | 8 | 2.82 | 2.9253 | 8 | 8 | 97.49 | 101.1291 | 8 | 8 | 319.23 | 331.1462 | 8 | 8 | 394.72 | 409.4541 | 8 | 8 | 411.08 | 426.4248 | 8 | 8 | 123.29 | 127.8922 | 8 | 8 | 114.09 | 118.3488 | 8 | 8 | 74.67 | 77.4573 | 9 | 0 | 0 | 0 | 8 | 8 | 0 | 0
8 | 9 | 0.17 | 0.23513 | 8 | 9 | 187.94 | 194.9554 | 8 | 9 | 332.13 | 344.5278 | 8 | 9 | 187.33 | 194.3227 | 8 | 9 | 502.98 | 521.7553 | 8 | 9 | 621.86 | 645.0728 | 8 | 9 | 609.21 | 631.9506 | 8 | 9 | 294.08 | 305.0574 | 8 | 9 | 291.05 | 301.9143 | 8 | 9 | 251.4 | 260.7843 | 9 | 0 | 3.47 | 3.5995 | 8 | 9 | 0.02 | 0.020747
8 | 10 | 94.58 | 130.814 | 8 | 10 | 369.33 | 383.1164 | 8 | 10 | 470.79 | 488.3637 | 8 | 10 | 338.58 | 351.2185 | 8 | 10 | 504.73 | 523.5706 | 8 | 10 | 793.6 | 823.2236 | 8 | 10 | 779.79 | 808.8981 | 8 | 10 | 489.1 | 507.3572 | 8 | 10 | 509.74 | 528.7676 | 8 | 10 | 357.4 | 370.7411 | 9 | 0 | 32.09 | 33.2879 | 8 | 10 | 12.64 | 13.1118
8 | 11 | 262.82 | 363.5074 | 8 | 11 | 510.64 | 529.7012 | 8 | 11 | 195.97 | 203.2852 | 8 | 11 | 181.79 | 188.5759 | 8 | 11 | 366.54 | 380.2222 | 8 | 11 | 923.01 | 957.4642 | 8 | 11 | 909.11 | 943.0453 | 8 | 11 | 621.77 | 644.9795 | 8 | 11 | 700.87 | 727.0321 | 8 | 11 | 365.39 | 379.0293 | 9 | 0 | 92.94 | 96.4093 | 8 | 11 | 50.67 | 52.5614
8 | 12 | 40.15 | 55.5316 | 8 | 12 | 597.28 | 619.5753 | 8 | 12 | 177.39 | 184.0116 | 8 | 12 | 176.62 | 183.2129 | 8 | 12 | 933.98 | 968.8437 | 8 | 12 | 999.45 | 1036.7576 | 8 | 12 | 989.54 | 1026.4776 | 8 | 12 | 946.37 | 981.6962 | 8 | 12 | 831.96 | 863.0155 | 8 | 12 | 312.81 | 324.4866 | 9 | 0 | 120 | 124.4794 | 8 | 12 | 85.79 | 88.9924
8 | 13 | 56.31 | 77.8826 | 8 | 13 | 620.33 | 643.4857 | 8 | 13 | 360.15 | 373.5937 | 8 | 13 | 460.69 | 477.8867 | 8 | 13 | 956.12 | 991.8101 | 8 | 13 | 1019.58 | 1057.639 | 8 | 13 | 1010.82 | 1048.552 | 8 | 13 | 968.29 | 1004.4344 | 8 | 13 | 852.91 | 884.7475 | 8 | 13 | 442.64 | 459.1629 | 9 | 0 | 145.63 | 151.0661 | 8 | 13 | 158.32 | 164.2298
8 | 14 | 66.28 | 91.6721 | 8 | 14 | 578.72 | 600.3225 | 8 | 14 | 94.11 | 97.6229 | 8 | 14 | 742.6 | 770.3198 | 8 | 14 | 879.86 | 912.7035 | 8 | 14 | 980.78 | 1017.3906 | 8 | 14 | 973.03 | 1009.3513 | 8 | 14 | 929.39 | 964.0823 | 8 | 14 | 811.67 | 841.9681 | 8 | 14 | 498.15 | 516.745 | 9 | 0 | 235.04 | 243.8136 | 8 | 14 | 52.46 | 54.4182
8 | 15 | 59.64 | 82.4883 | 8 | 15 | 475.45 | 493.1976 | 8 | 15 | 425.13 | 440.9993 | 8 | 15 | 676.58 | 701.8354 | 8 | 15 | 773.63 | 802.5081 | 8 | 15 | 885.58 | 918.637 | 8 | 15 | 879.52 | 912.3508 | 8 | 15 | 832.02 | 863.0777 | 8 | 15 | 711.08 | 737.6233 | 8 | 15 | 196.72 | 204.0632 | 9 | 0 | 48.97 | 50.798 | 8 | 15 | 35.27 | 36.5866
8 | 16 | 32.53 | 44.9924 | 8 | 16 | 320.45 | 332.4118 | 8 | 16 | 118.51 | 122.9338 | 8 | 16 | 215.97 | 224.0317 | 8 | 16 | 632.09 | 655.6847 | 8 | 16 | 741.89 | 769.5833 | 8 | 16 | 737.98 | 765.5274 | 8 | 16 | 683.35 | 708.8581 | 8 | 16 | 558.9 | 579.7627 | 8 | 16 | 428.27 | 444.2565 | 9 | 0 | 43.56 | 45.186 | 8 | 16 | 7.11 | 7.3754
8 | 17 | 2.24 | 3.0982 | 8 | 17 | 132.58 | 137.529 | 8 | 17 | 68.16 | 70.7043 | 8 | 17 | 400.83 | 415.7922 | 8 | 17 | 517.88 | 537.2115 | 8 | 17 | 561.82 | 582.7917 | 8 | 17 | 558.49 | 579.3374 | 8 | 17 | 495.05 | 513.5293 | 8 | 17 | 368.05 | 381.7886 | 8 | 17 | 235.12 | 243.8966 | 9 | 0 | 19.86 | 20.6013 | 8 | 17 | 0 | 0
8 | 18 | 0 | 0 | 8 | 18 | 0 | 0 | 8 | 18 | 0.31 | 0.32157 | 8 | 18 | 155.4 | 161.2008 | 8 | 18 | 306.24 | 317.6714 | 8 | 18 | 359.9 | 373.3344 | 8 | 18 | 355.22 | 368.4797 | 8 | 18 | 283.82 | 294.4145 | 8 | 18 | 158.45 | 164.3646 | 8 | 18 | 37.57 | 38.9724 | 9 | 0 | 0 | 0 | 8 | 18 | 0 | 0
8 | 19 | 0 | 0 | 8 | 19 | 0 | 0 | 8 | 19 | 0 | 0 | 8 | 19 | 0.03 | 0.03112 | 8 | 19 | 94.47 | 97.9964 | 8 | 19 | 154.35 | 160.1116 | 8 | 19 | 148.52 | 154.064 | 8 | 19 | 75.94 | 78.7747 | 8 | 19 | 0.02 | 0.020747 | 8 | 19 | 0 | 0 | 9 | 0 | 0 | 0 | 8 | 19 | 0 | 0
8 | 20 | 0 | 0 | 8 | 20 | 0 | 0 | 8 | 20 | 0 | 0 | 8 | 20 | 0 | 0 | 8 | 20 | 0 | 0 | 8 | 20 | 1.32 | 1.3693 | 8 | 20 | 0.31 | 0.32157 | 8 | 20 | 0 | 0 | 8 | 20 | 0 | 0 | 8 | 20 | 0 | 0 | 9 | 0 | 0 | 0 | 8 | 20 | 0 | 0
8 | 21 | 0 | 0 | 8 | 21 | 0 | 0 | 8 | 21 | 0 | 0 | 8 | 21 | 0 | 0 | 8 | 21 | 0 | 0 | 8 | 21 | 0 | 0 | 8 | 21 | 0 | 0 | 8 | 21 | 0 | 0 | 8 | 21 | 0 | 0 | 8 | 21 | 0 | 0 | 9 | 0 | 0 | 0 | 8 | 21 | 0 | 0
8 | 22 | 0 | 0 | 8 | 22 | 0 | 0 | 8 | 22 | 0 | 0 | 8 | 22 | 0 | 0 | 8 | 22 | 0 | 0 | 8 | 22 | 0 | 0 | 8 | 22 | 0 | 0 | 8 | 22 | 0 | 0 | 8 | 22 | 0 | 0 | 8 | 22 | 0 | 0 | 9 | 0 | 0 | 0 | 8 | 22 | 0 | 0
8 | 23 | 0 | 0 | 8 | 23 | 0 | 0 | 8 | 23 | 0 | 0 | 8 | 23 | 0 | 0 | 8 | 23 | 0 | 0 | 8 | 23 | 0 | 0 | 8 | 23 | 0 | 0 | 8 | 23 | 0 | 0 | 8 | 23 | 0 | 0 | 8 | 23 | 0 | 0 | 9 | 0 | 0 | 0 | 8 | 23 | 0 | 0
9 | 0 | 0 | 0 | 9 | 0 | 0 | 0 | 9 | 0 | 0 | 0 | 9 | 0 | 0 | 0 | 9 | 0 | 0 | 0 | 9 | 0 | 0 | 0 | 9 | 0 | 0 | 0 | 9 | 0 | 0 | 0 | 9 | 0 | 0 | 0 | 9 | 0 | 0 | 0 | 9 | 0 | 0 | 0 | 9 | 0 | 0 | 0
9 | 1 | 0 | 0 | 9 | 1 | 0 | 0 | 9 | 1 | 0 | 0 | 9 | 1 | 0 | 0 | 9 | 1 | 0 | 0 | 9 | 1 | 0 | 0 | 9 | 1 | 0 | 0 | 9 | 1 | 0 | 0 | 9 | 1 | 0 | 0 | 9 | 1 | 0 | 0 | 9 | 0 | 0 | 0 | 9 | 1 | 0 | 0
9 | 2 | 0 | 0 | 9 | 2 | 0 | 0 | 9 | 2 | 0 | 0 | 9 | 2 | 0 | 0 | 9 | 2 | 0 | 0 | 9 | 2 | 0 | 0 | 9 | 2 | 0 | 0 | 9 | 2 | 0 | 0 | 9 | 2 | 0 | 0 | 9 | 2 | 0 | 0 | 9 | 0 | 0 | 0 | 9 | 2 | 0 | 0
9 | 3 | 0 | 0 | 9 | 3 | 0 | 0 | 9 | 3 | 0 | 0 | 9 | 3 | 0 | 0 | 9 | 3 | 0 | 0 | 9 | 3 | 0 | 0 | 9 | 3 | 0 | 0 | 9 | 3 | 0 | 0 | 9 | 3 | 0 | 0 | 9 | 3 | 0 | 0 | 9 | 0 | 0 | 0 | 9 | 3 | 0 | 0
9 | 4 | 0 | 0 | 9 | 4 | 0 | 0 | 9 | 4 | 0 | 0 | 9 | 4 | 0 | 0 | 9 | 4 | 0 | 0 | 9 | 4 | 0 | 0 | 9 | 4 | 0 | 0 | 9 | 4 | 0 | 0 | 9 | 4 | 0 | 0 | 9 | 4 | 0 | 0 | 9 | 0 | 0 | 0 | 9 | 4 | 0 | 0
9 | 5 | 0 | 0 | 9 | 5 | 0 | 0 | 9 | 5 | 0 | 0 | 9 | 5 | 0 | 0 | 9 | 5 | 0 | 0 | 9 | 5 | 0 | 0 | 9 | 5 | 0 | 0 | 9 | 5 | 0 | 0 | 9 | 5 | 0 | 0 | 9 | 5 | 0 | 0 | 9 | 0 | 0 | 0 | 9 | 5 | 0 | 0
9 | 6 | 0 | 0 | 9 | 6 | 0 | 0 | 9 | 6 | 0 | 0 | 9 | 6 | 0 | 0 | 9 | 6 | 0.01 | 0.010373 | 9 | 6 | 29.13 | 30.2174 | 9 | 6 | 22.05 | 22.8731 | 9 | 6 | 0 | 0 | 9 | 6 | 0 | 0 | 9 | 6 | 0 | 0 | 9 | 0 | 0 | 0 | 9 | 6 | 0 | 0
9 | 7 | 0 | 0 | 9 | 7 | 0 | 0 | 9 | 7 | 0 | 0 | 9 | 7 | 0 | 0 | 9 | 7 | 155.52 | 161.3253 | 9 | 7 | 216.21 | 224.2807 | 9 | 7 | 205.2 | 212.8597 | 9 | 7 | 126.49 | 131.2116 | 9 | 7 | 14.8 | 15.3525 | 9 | 7 | 0 | 0 | 9 | 0 | 0 | 0 | 9 | 7 | 0 | 0
9 | 8 | 0 | 0 | 9 | 8 | 13.14 | 13.6305 | 9 | 8 | 53.36 | 55.3518 | 9 | 8 | 71.46 | 74.1275 | 9 | 8 | 373.03 | 386.9545 | 9 | 8 | 427 | 442.9391 | 9 | 8 | 415.47 | 430.9787 | 9 | 8 | 337.49 | 350.0879 | 9 | 8 | 133.72 | 138.7115 | 9 | 8 | 85.06 | 88.2351 | 9 | 0 | 0 | 0 | 9 | 8 | 0 | 0
9 | 9 | 18.38 | 25.4215 | 9 | 9 | 193.34 | 200.557 | 9 | 9 | 135.98 | 141.0559 | 9 | 9 | 73.68 | 76.4303 | 9 | 9 | 500.67 | 519.3591 | 9 | 9 | 627.76 | 651.1931 | 9 | 9 | 615.87 | 638.8592 | 9 | 9 | 542.5 | 562.7505 | 9 | 9 | 306.05 | 317.4743 | 9 | 9 | 287.97 | 298.7194 | 9 | 0 | 3.47 | 3.5995 | 9 | 9 | 4.42 | 4.585
9 | 10 | 104.9 | 145.0876 | 9 | 10 | 376.72 | 390.7822 | 9 | 10 | 234.04 | 242.7763 | 9 | 10 | 64.15 | 66.5446 | 9 | 10 | 637.23 | 661.0166 | 9 | 10 | 800.18 | 830.0492 | 9 | 10 | 787.98 | 817.3938 | 9 | 10 | 719.46 | 746.3161 | 9 | 10 | 415.79 | 431.3106 | 9 | 10 | 472.54 | 490.179 | 9 | 0 | 32.09 | 33.2879 | 9 | 10 | 21.33 | 22.1262
9 | 11 | 209.6 | 289.8986 | 9 | 11 | 519.39 | 538.7778 | 9 | 11 | 125.86 | 130.5581 | 9 | 11 | 114.75 | 119.0334 | 9 | 11 | 736.08 | 763.5565 | 9 | 11 | 932.37 | 967.1736 | 9 | 11 | 917.22 | 951.4581 | 9 | 11 | 854.18 | 886.0649 | 9 | 11 | 542.25 | 562.4912 | 9 | 11 | 612.5 | 635.3635 | 9 | 0 | 92.94 | 96.4093 | 9 | 11 | 41.8 | 43.3603
9 | 12 | 126.79 | 175.3638 | 9 | 12 | 585.25 | 607.0963 | 9 | 12 | 312.43 | 324.0924 | 9 | 12 | 705.3 | 731.6275 | 9 | 12 | 415.83 | 431.3521 | 9 | 12 | 1006.2 | 1043.7595 | 9 | 12 | 999.18 | 1036.4775 | 9 | 12 | 934.64 | 969.5283 | 9 | 12 | 824.93 | 855.7231 | 9 | 12 | 709.66 | 736.1502 | 9 | 12 | 447.8 | 464.5155 | 9 | 12 | 457.07 | 474.1315
9 | 13 | 217.22 | 300.4379 | 9 | 13 | 627.5 | 650.9234 | 9 | 13 | 164.05 | 170.1737 | 9 | 13 | 145.04 | 150.4541 | 9 | 13 | 717.89 | 744.6875 | 9 | 13 | 1025.72 | 1064.0082 | 9 | 13 | 1017.58 | 1055.5643 | 9 | 13 | 956.63 | 992.3392 | 9 | 13 | 847.6 | 879.2393 | 9 | 13 | 620.5 | 643.6621 | 9 | 13 | 565.6 | 586.7128 | 9 | 13 | 414.42 | 429.8895
9 | 14 | 173.49 | 239.9547 | 9 | 14 | 585.78 | 607.646 | 9 | 14 | 97.28 | 100.9113 | 9 | 14 | 110 | 114.1061 | 9 | 14 | 925.48 | 960.0264 | 9 | 14 | 986.74 | 1023.5731 | 9 | 14 | 979.79 | 1016.3637 | 9 | 14 | 917.46 | 951.707 | 9 | 14 | 807.64 | 837.7877 | 9 | 14 | 560.83 | 581.7647 | 9 | 14 | 512.43 | 531.558 | 9 | 14 | 403.92 | 418.9976
9 | 15 | 42.93 | 59.3767 | 9 | 15 | 478.3 | 496.154 | 9 | 15 | 78.87 | 81.8141 | 9 | 15 | 139.43 | 144.6347 | 9 | 15 | 825.38 | 856.1899 | 9 | 15 | 891.28 | 924.5498 | 9 | 15 | 887.98 | 921.1266 | 9 | 15 | 820.98 | 851.6256 | 9 | 15 | 707.98 | 734.4075 | 9 | 15 | 589.34 | 611.3389 | 9 | 15 | 427.26 | 443.2088 | 9 | 15 | 121.99 | 126.5437
9 | 16 | 11.26 | 15.5738 | 9 | 16 | 326.51 | 338.698 | 9 | 16 | 65.66 | 68.111 | 9 | 16 | 470.8 | 488.3741 | 9 | 16 | 712.01 | 738.588 | 9 | 16 | 747.05 | 774.9359 | 9 | 16 | 745.2 | 773.0169 | 9 | 16 | 674.06 | 699.2214 | 9 | 16 | 555.88 | 576.6299 | 9 | 16 | 431.55 | 447.6589 | 9 | 16 | 278.16 | 288.5432 | 9 | 16 | 192.19 | 199.3641
9 | 17 | 0 | 0 | 9 | 17 | 124.45 | 129.0955 | 9 | 17 | 274.79 | 285.0474 | 9 | 17 | 238.14 | 247.0293 | 9 | 17 | 524.13 | 543.6948 | 9 | 17 | 565.86 | 586.9825 | 9 | 17 | 563.61 | 584.6485 | 9 | 17 | 487.69 | 505.8945 | 9 | 17 | 364.85 | 378.4692 | 9 | 17 | 235.52 | 244.3115 | 9 | 17 | 98.89 | 102.5814 | 9 | 17 | 36.44 | 37.8002
9 | 18 | 0 | 0 | 9 | 18 | 0 | 0 | 9 | 18 | 64.61 | 67.0218 | 9 | 18 | 23.97 | 24.8648 | 9 | 18 | 311.43 | 323.0551 | 9 | 18 | 277.12 | 287.4644 | 9 | 18 | 358.24 | 371.6124 | 9 | 18 | 278.36 | 288.7506 | 9 | 18 | 154.78 | 160.5576 | 9 | 18 | 35.26 | 36.5762 | 9 | 18 | 0 | 0 | 9 | 18 | 0 | 0
9 | 19 | 0 | 0 | 9 | 19 | 0 | 0 | 9 | 19 | 0 | 0 | 9 | 19 | 0 | 0 | 9 | 19 | 80.12 | 83.1107 | 9 | 19 | 32.5 | 33.7132 | 9 | 19 | 149.13 | 154.6967 | 9 | 19 | 72.39 | 75.0922 | 9 | 19 | 0 | 0 | 9 | 19 | 0 | 0 | 9 | 19 | 0 | 0 | 9 | 19 | 0 | 0
9 | 20 | 0 | 0 | 9 | 20 | 0 | 0 | 9 | 20 | 0 | 0 | 9 | 20 | 0 | 0 | 9 | 20 | 0 | 0 | 9 | 20 | 1.52 | 1.5767 | 9 | 20 | 0.19 | 0.19709 | 9 | 20 | 0 | 0 | 9 | 20 | 0 | 0 | 9 | 20 | 0 | 0 | 9 | 20 | 0 | 0 | 9 | 20 | 0 | 0
9 | 21 | 0 | 0 | 9 | 21 | 0 | 0 | 9 | 21 | 0 | 0 | 9 | 21 | 0 | 0 | 9 | 21 | 0 | 0 | 9 | 21 | 0 | 0 | 9 | 21 | 0 | 0 | 9 | 21 | 0 | 0 | 9 | 21 | 0 | 0 | 9 | 21 | 0 | 0 | 9 | 21 | 0 | 0 | 9 | 21 | 0 | 0
9 | 22 | 0 | 0 | 9 | 22 | 0 | 0 | 9 | 22 | 0 | 0 | 9 | 22 | 0 | 0 | 9 | 22 | 0 | 0 | 9 | 22 | 0 | 0 | 9 | 22 | 0 | 0 | 9 | 22 | 0 | 0 | 9 | 22 | 0 | 0 | 9 | 22 | 0 | 0 | 9 | 22 | 0 | 0 | 9 | 22 | 0 | 0
9 | 23 | 0 | 0 | 9 | 23 | 0 | 0 | 9 | 23 | 0 | 0 | 9 | 23 | 0 | 0 | 9 | 23 | 0 | 0 | 9 | 23 | 0 | 0 | 9 | 23 | 0 | 0 | 9 | 23 | 0 | 0 | 9 | 23 | 0 | 0 | 9 | 23 | 0 | 0 | 9 | 23 | 0 | 0 | 9 | 23 | 0 | 0
10 | 0 | 0 | 0 | 10 | 0 | 0 | 0 | 10 | 0 | 0 | 0 | 10 | 0 | 0 | 0 | 10 | 0 | 0 | 0 | 10 | 0 | 0 | 0 | 10 | 0 | 0 | 0 | 10 | 0 | 0 | 0 | 10 | 0 | 0 | 0 | 10 | 0 | 0 | 0 | 10 | 0 | 0 | 0 | 10 | 0 | 0 | 0
10 | 1 | 0 | 0 | 10 | 1 | 0 | 0 | 10 | 1 | 0 | 0 | 10 | 1 | 0 | 0 | 10 | 1 | 0 | 0 | 10 | 1 | 0 | 0 | 10 | 1 | 0 | 0 | 10 | 1 | 0 | 0 | 10 | 1 | 0 | 0 | 10 | 1 | 0 | 0 | 10 | 1 | 0 | 0 | 10 | 1 | 0 | 0
10 | 2 | 0 | 0 | 10 | 2 | 0 | 0 | 10 | 2 | 0 | 0 | 10 | 2 | 0 | 0 | 10 | 2 | 0 | 0 | 10 | 2 | 0 | 0 | 10 | 2 | 0 | 0 | 10 | 2 | 0 | 0 | 10 | 2 | 0 | 0 | 10 | 2 | 0 | 0 | 10 | 2 | 0 | 0 | 10 | 2 | 0 | 0
10 | 3 | 0 | 0 | 10 | 3 | 0 | 0 | 10 | 3 | 0 | 0 | 10 | 3 | 0 | 0 | 10 | 3 | 0 | 0 | 10 | 3 | 0 | 0 | 10 | 3 | 0 | 0 | 10 | 3 | 0 | 0 | 10 | 3 | 0 | 0 | 10 | 3 | 0 | 0 | 10 | 3 | 0 | 0 | 10 | 3 | 0 | 0
10 | 4 | 0 | 0 | 10 | 4 | 0 | 0 | 10 | 4 | 0 | 0 | 10 | 4 | 0 | 0 | 10 | 4 | 0 | 0 | 10 | 4 | 0 | 0 | 10 | 4 | 0 | 0 | 10 | 4 | 0 | 0 | 10 | 4 | 0 | 0 | 10 | 4 | 0 | 0 | 10 | 4 | 0 | 0 | 10 | 4 | 0 | 0
10 | 5 | 0 | 0 | 10 | 5 | 0 | 0 | 10 | 5 | 0 | 0 | 10 | 5 | 0 | 0 | 10 | 5 | 0 | 0 | 10 | 5 | 0 | 0 | 10 | 5 | 0 | 0 | 10 | 5 | 0 | 0 | 10 | 5 | 0 | 0 | 10 | 5 | 0 | 0 | 10 | 5 | 0 | 0 | 10 | 5 | 0 | 0
10 | 6 | 0 | 0 | 10 | 6 | 0 | 0 | 10 | 6 | 0 | 0 | 10 | 6 | 0 | 0 | 10 | 6 | 0.02 | 0.020747 | 10 | 6 | 29.06 | 30.1448 | 10 | 6 | 20.8 | 21.5764 | 10 | 6 | 0 | 0 | 10 | 6 | 0 | 0 | 10 | 6 | 0 | 0 | 10 | 6 | 0 | 0 | 10 | 6 | 0 | 0
10 | 7 | 0 | 0 | 10 | 7 | 0 | 0 | 10 | 7 | 0 | 0 | 10 | 7 | 0 | 0 | 10 | 7 | 11.61 | 12.0434 | 10 | 7 | 213.08 | 221.0339 | 10 | 7 | 202.47 | 210.0278 | 10 | 7 | 65.83 | 68.2873 | 10 | 7 | 2.37 | 2.4585 | 10 | 7 | 0 | 0 | 10 | 7 | 0 | 0 | 10 | 7 | 0 | 0
10 | 8 | 0 | 0 | 10 | 8 | 2.76 | 2.863 | 10 | 8 | 87.26 | 90.5172 | 10 | 8 | 11.34 | 11.7633 | 10 | 8 | 160.91 | 166.9165 | 10 | 8 | 420.87 | 436.5803 | 10 | 8 | 411.46 | 426.819 | 10 | 8 | 144.61 | 150.008 | 10 | 8 | 46.34 | 48.0698 | 10 | 8 | 78.05 | 80.9635 | 10 | 8 | 0 | 0 | 10 | 8 | 0 | 0
10 | 9 | 42.6 | 58.9202 | 10 | 9 | 79.57 | 82.5402 | 10 | 9 | 324.64 | 336.7582 | 10 | 9 | 10.35 | 10.7363 | 10 | 9 | 572.94 | 594.3268 | 10 | 9 | 618.76 | 641.8571 | 10 | 9 | 610.9 | 633.7037 | 10 | 9 | 324.21 | 336.3121 | 10 | 9 | 94.41 | 97.9341 | 10 | 9 | 128 | 132.778 | 10 | 9 | 33.3 | 34.543 | 10 | 9 | 8.78 | 9.1077
10 | 10 | 51.47 | 71.1884 | 10 | 10 | 240.78 | 249.7679 | 10 | 10 | 52.91 | 54.885 | 10 | 10 | 32.1 | 33.2982 | 10 | 10 | 733.51 | 760.8905 | 10 | 10 | 789.54 | 819.012 | 10 | 10 | 782.47 | 811.6781 | 10 | 10 | 508.82 | 527.8133 | 10 | 10 | 600.85 | 623.2786 | 10 | 10 | 139.57 | 144.7799 | 10 | 10 | 193.53 | 200.7541 | 10 | 10 | 71.99 | 74.6772
10 | 11 | 73.35 | 101.4507 | 10 | 11 | 522.72 | 542.2321 | 10 | 11 | 62.26 | 64.584 | 10 | 11 | 32.83 | 34.0555 | 10 | 11 | 367.21 | 380.9172 | 10 | 11 | 918.63 | 952.9207 | 10 | 11 | 912.56 | 946.6241 | 10 | 11 | 714.21 | 740.8701 | 10 | 11 | 740.4 | 768.0377 | 10 | 11 | 66.46 | 68.9408 | 10 | 11 | 269.37 | 279.4251 | 10 | 11 | 252.46 | 261.8838
10 | 12 | 81.6 | 112.8613 | 10 | 12 | 559.74 | 580.634 | 10 | 12 | 67.22 | 69.7292 | 10 | 12 | 397.62 | 412.4624 | 10 | 12 | 245.82 | 254.996 | 10 | 12 | 996.82 | 1034.0294 | 10 | 12 | 980.37 | 1016.9653 | 10 | 12 | 937 | 971.9764 | 10 | 12 | 827.87 | 858.7728 | 10 | 12 | 681.61 | 707.0532 | 10 | 12 | 304.56 | 315.9286 | 10 | 12 | 457.31 | 474.3805
10 | 13 | 83.68 | 115.7382 | 10 | 13 | 624.38 | 647.6869 | 10 | 13 | 57.45 | 59.5945 | 10 | 13 | 491.69 | 510.0438 | 10 | 13 | 575.29 | 596.7645 | 10 | 13 | 1017.13 | 1055.0975 | 10 | 13 | 1000.48 | 1037.826 | 10 | 13 | 957.62 | 993.3661 | 10 | 13 | 850.52 | 882.2683 | 10 | 13 | 702.77 | 729.0031 | 10 | 13 | 347.83 | 360.8138 | 10 | 13 | 479.81 | 497.7204
10 | 14 | 69.74 | 96.4577 | 10 | 14 | 577.96 | 599.5341 | 10 | 14 | 88.88 | 92.1977 | 10 | 14 | 552.16 | 572.7711 | 10 | 14 | 458.36 | 475.4697 | 10 | 14 | 979.77 | 1016.3429 | 10 | 14 | 962.69 | 998.6254 | 10 | 14 | 918.19 | 952.4643 | 10 | 14 | 809.55 | 839.7689 | 10 | 14 | 652.28 | 676.6284 | 10 | 14 | 287.51 | 298.2422 | 10 | 14 | 440.63 | 457.0779
10 | 15 | 41.5 | 57.3988 | 10 | 15 | 484.53 | 502.6166 | 10 | 15 | 33.73 | 34.9891 | 10 | 15 | 366.18 | 379.8488 | 10 | 15 | 390.34 | 404.9106 | 10 | 15 | 886.82 | 919.9233 | 10 | 15 | 869.75 | 902.2161 | 10 | 15 | 734.24 | 761.6478 | 10 | 15 | 708.99 | 735.4552 | 10 | 15 | 454.6 | 471.5693 | 10 | 15 | 157 | 162.8605 | 10 | 15 | 343.3 | 356.1147
10 | 16 | 5.54 | 7.6624 | 10 | 16 | 331.29 | 343.6564 | 10 | 16 | 3.33 | 3.4543 | 10 | 16 | 249.46 | 258.7719 | 10 | 16 | 194.37 | 201.6255 | 10 | 16 | 744.7 | 772.4982 | 10 | 16 | 728.69 | 755.8906 | 10 | 16 | 355.52 | 368.7909 | 10 | 16 | 556.25 | 577.0137 | 10 | 16 | 390.44 | 405.0144 | 10 | 16 | 83.89 | 87.0215 | 10 | 16 | 198.86 | 206.2831
10 | 17 | 0 | 0 | 10 | 17 | 142.04 | 147.3421 | 10 | 17 | 0.79 | 0.81949 | 10 | 17 | 127.85 | 132.6224 | 10 | 17 | 89.74 | 93.0898 | 10 | 17 | 564.93 | 586.0178 | 10 | 17 | 550.1 | 570.6342 | 10 | 17 | 273.89 | 284.1138 | 10 | 17 | 364.01 | 377.5978 | 10 | 17 | 218.02 | 226.1583 | 10 | 17 | 13.57 | 14.0765 | 10 | 17 | 35.55 | 36.877
10 | 18 | 0 | 0 | 10 | 18 | 0 | 0 | 10 | 18 | 0.02 | 0.020747 | 10 | 18 | 81.46 | 84.5007 | 10 | 18 | 22.36 | 23.1947 | 10 | 18 | 266.88 | 276.8421 | 10 | 18 | 348.26 | 361.2599 | 10 | 18 | 75.96 | 78.7954 | 10 | 18 | 152.28 | 157.9643 | 10 | 18 | 19.04 | 19.7507 | 10 | 18 | 0 | 0 | 10 | 18 | 0 | 0
10 | 19 | 0 | 0 | 10 | 19 | 0 | 0 | 10 | 19 | 0 | 0 | 10 | 19 | 0.77 | 0.79874 | 10 | 19 | 10.55 | 10.9438 | 10 | 19 | 154.47 | 160.2361 | 10 | 19 | 143.46 | 148.8151 | 10 | 19 | 4.73 | 4.9066 | 10 | 19 | 0 | 0 | 10 | 19 | 0 | 0 | 10 | 19 | 0 | 0 | 10 | 19 | 0 | 0
10 | 20 | 0 | 0 | 10 | 20 | 0 | 0 | 10 | 20 | 0 | 0 | 10 | 20 | 0 | 0 | 10 | 20 | 0 | 0 | 10 | 20 | 1.69 | 1.7531 | 10 | 20 | 0.09 | 0.09336 | 10 | 20 | 0 | 0 | 10 | 20 | 0 | 0 | 10 | 20 | 0 | 0 | 10 | 20 | 0 | 0 | 10 | 20 | 0 | 0
10 | 21 | 0 | 0 | 10 | 21 | 0 | 0 | 10 | 21 | 0 | 0 | 10 | 21 | 0 | 0 | 10 | 21 | 0 | 0 | 10 | 21 | 0 | 0 | 10 | 21 | 0 | 0 | 10 | 21 | 0 | 0 | 10 | 21 | 0 | 0 | 10 | 21 | 0 | 0 | 10 | 21 | 0 | 0 | 10 | 21 | 0 | 0
10 | 22 | 0 | 0 | 10 | 22 | 0 | 0 | 10 | 22 | 0 | 0 | 10 | 22 | 0 | 0 | 10 | 22 | 0 | 0 | 10 | 22 | 0 | 0 | 10 | 22 | 0 | 0 | 10 | 22 | 0 | 0 | 10 | 22 | 0 | 0 | 10 | 22 | 0 | 0 | 10 | 22 | 0 | 0 | 10 | 22 | 0 | 0
10 | 23 | 0 | 0 | 10 | 23 | 0 | 0 | 10 | 23 | 0 | 0 | 10 | 23 | 0 | 0 | 10 | 23 | 0 | 0 | 10 | 23 | 0 | 0 | 10 | 23 | 0 | 0 | 10 | 23 | 0 | 0 | 10 | 23 | 0 | 0 | 10 | 23 | 0 | 0 | 10 | 23 | 0 | 0 | 10 | 23 | 0 | 0
11 | 0 | 0 | 0 | 11 | 0 | 0 | 0 | 11 | 0 | 0 | 0 | 11 | 0 | 0 | 0 | 11 | 0 | 0 | 0 | 11 | 0 | 0 | 0 | 11 | 0 | 0 | 0 | 11 | 0 | 0 | 0 | 11 | 0 | 0 | 0 | 11 | 0 | 0 | 0 | 11 | 0 | 0 | 0 | 11 | 0 | 0 | 0
11 | 1 | 0 | 0 | 11 | 1 | 0 | 0 | 11 | 1 | 0 | 0 | 11 | 1 | 0 | 0 | 11 | 1 | 0 | 0 | 11 | 1 | 0 | 0 | 11 | 1 | 0 | 0 | 11 | 1 | 0 | 0 | 11 | 1 | 0 | 0 | 11 | 1 | 0 | 0 | 11 | 1 | 0 | 0 | 11 | 1 | 0 | 0
11 | 2 | 0 | 0 | 11 | 2 | 0 | 0 | 11 | 2 | 0 | 0 | 11 | 2 | 0 | 0 | 11 | 2 | 0 | 0 | 11 | 2 | 0 | 0 | 11 | 2 | 0 | 0 | 11 | 2 | 0 | 0 | 11 | 2 | 0 | 0 | 11 | 2 | 0 | 0 | 11 | 2 | 0 | 0 | 11 | 2 | 0 | 0
11 | 3 | 0 | 0 | 11 | 3 | 0 | 0 | 11 | 3 | 0 | 0 | 11 | 3 | 0 | 0 | 11 | 3 | 0 | 0 | 11 | 3 | 0 | 0 | 11 | 3 | 0 | 0 | 11 | 3 | 0 | 0 | 11 | 3 | 0 | 0 | 11 | 3 | 0 | 0 | 11 | 3 | 0 | 0 | 11 | 3 | 0 | 0
11 | 4 | 0 | 0 | 11 | 4 | 0 | 0 | 11 | 4 | 0 | 0 | 11 | 4 | 0 | 0 | 11 | 4 | 0 | 0 | 11 | 4 | 0 | 0 | 11 | 4 | 0 | 0 | 11 | 4 | 0 | 0 | 11 | 4 | 0 | 0 | 11 | 4 | 0 | 0 | 11 | 4 | 0 | 0 | 11 | 4 | 0 | 0
11 | 5 | 0 | 0 | 11 | 5 | 0 | 0 | 11 | 5 | 0 | 0 | 11 | 5 | 0 | 0 | 11 | 5 | 0 | 0 | 11 | 5 | 0 | 0 | 11 | 5 | 0 | 0 | 11 | 5 | 0 | 0 | 11 | 5 | 0 | 0 | 11 | 5 | 0 | 0 | 11 | 5 | 0 | 0 | 11 | 5 | 0 | 0
11 | 6 | 0 | 0 | 11 | 6 | 0 | 0 | 11 | 6 | 0 | 0 | 11 | 6 | 0 | 0 | 11 | 6 | 0.32 | 0.33194 | 11 | 6 | 29.31 | 30.4041 | 11 | 6 | 3.42 | 3.5477 | 11 | 6 | 0 | 0 | 11 | 6 | 0 | 0 | 11 | 6 | 0 | 0 | 11 | 6 | 0 | 0 | 11 | 6 | 0 | 0
11 | 7 | 0 | 0 | 11 | 7 | 0 | 0 | 11 | 7 | 0 | 0 | 11 | 7 | 27.59 | 28.6199 | 11 | 7 | 90.99 | 94.3865 | 11 | 7 | 211.88 | 219.7891 | 11 | 7 | 173.5 | 179.9764 | 11 | 7 | 53.95 | 55.9639 | 11 | 7 | 8.25 | 8.558 | 11 | 7 | 0 | 0 | 11 | 7 | 0 | 0 | 11 | 7 | 0 | 0
11 | 8 | 0 | 0 | 11 | 8 | 3.62 | 3.7551 | 11 | 8 | 2.55 | 2.6452 | 11 | 8 | 250.18 | 259.5187 | 11 | 8 | 161.61 | 167.6426 | 11 | 8 | 418.3 | 433.9143 | 11 | 8 | 326.97 | 339.1752 | 11 | 8 | 233.94 | 242.6725 | 11 | 8 | 141.48 | 146.7612 | 11 | 8 | 74.42 | 77.198 | 11 | 8 | 0 | 0 | 11 | 8 | 0 | 0
11 | 9 | 2.8 | 3.8727 | 11 | 9 | 119.04 | 123.4835 | 11 | 9 | 21.57 | 22.3752 | 11 | 9 | 416.17 | 431.7048 | 11 | 9 | 207.54 | 215.2871 | 11 | 9 | 615.09 | 638.0501 | 11 | 9 | 223.5 | 231.8428 | 11 | 9 | 386.84 | 401.28 | 11 | 9 | 281.37 | 291.873 | 11 | 9 | 76.97 | 79.8431 | 11 | 9 | 36.23 | 37.5824 | 11 | 9 | 9.68 | 10.0413
11 | 10 | 124.8 | 172.6114 | 11 | 10 | 352.64 | 365.8034 | 11 | 10 | 52.15 | 54.0967 | 11 | 10 | 346.37 | 359.2993 | 11 | 10 | 434.4 | 450.6153 | 11 | 10 | 785.05 | 814.3544 | 11 | 10 | 209.77 | 217.6003 | 11 | 10 | 381.89 | 396.1452 | 11 | 10 | 304.98 | 316.3643 | 11 | 10 | 110.36 | 114.4795 | 11 | 10 | 137.04 | 142.1554 | 11 | 10 | 21.63 | 22.4374
11 | 11 | 39.49 | 54.6188 | 11 | 11 | 522.49 | 541.9935 | 11 | 11 | 77.81 | 80.7145 | 11 | 11 | 320.39 | 332.3495 | 11 | 11 | 170.11 | 176.4599 | 11 | 11 | 914.04 | 948.1594 | 11 | 11 | 366.31 | 379.9836 | 11 | 11 | 613.63 | 636.5356 | 11 | 11 | 485.51 | 503.6332 | 11 | 11 | 235.27 | 244.0522 | 11 | 11 | 273.34 | 283.5433 | 11 | 11 | 64.43 | 66.835
11 | 12 | 38.15 | 52.7654 | 11 | 12 | 259.71 | 269.4045 | 11 | 12 | 115.87 | 120.1952 | 11 | 12 | 186.33 | 193.2853 | 11 | 12 | 194.74 | 202.0093 | 11 | 12 | 988.64 | 1025.544 | 11 | 12 | 390.05 | 404.6098 | 11 | 12 | 906.32 | 940.1512 | 11 | 12 | 819.68 | 850.2771 | 13 | 0 | 681.61 | 707.0532 | 11 | 12 | 348.66 | 361.6748 | 11 | 12 | 260.14 | 269.8505
11 | 13 | 66.87 | 92.4882 | 11 | 13 | 263.13 | 272.9521 | 11 | 13 | 114.77 | 119.0541 | 11 | 13 | 202.57 | 210.1315 | 11 | 13 | 343.32 | 356.1355 | 11 | 13 | 1009.97 | 1047.6702 | 11 | 13 | 779.07 | 808.1512 | 11 | 13 | 937.1 | 972.0801 | 11 | 13 | 823.14 | 853.8662 | 13 | 0 | 702.77 | 729.0031 | 11 | 13 | 207.58 | 215.3286 | 11 | 13 | 465.29 | 482.6584
11 | 14 | 119.36 | 165.0873 | 11 | 14 | 327.66 | 339.8909 | 11 | 14 | 85.87 | 89.0754 | 11 | 14 | 171.59 | 177.9951 | 11 | 14 | 382.58 | 396.861 | 11 | 14 | 971.89 | 1008.1688 | 11 | 14 | 814.27 | 844.6651 | 11 | 14 | 899.38 | 932.9521 | 11 | 14 | 811.6 | 841.8955 | 13 | 0 | 652.28 | 676.6284 | 11 | 14 | 164.5 | 170.6405 | 11 | 14 | 276.04 | 286.344
11 | 15 | 191.48 | 264.8368 | 11 | 15 | 408.34 | 423.5825 | 11 | 15 | 78.21 | 81.1294 | 11 | 15 | 154.67 | 160.4435 | 11 | 15 | 462.47 | 479.7331 | 11 | 15 | 475.2 | 492.9383 | 11 | 15 | 724.86 | 751.9176 | 11 | 15 | 804.14 | 834.157 | 11 | 15 | 613.37 | 636.2659 | 13 | 0 | 454.6 | 471.5693 | 11 | 15 | 208.78 | 216.5734 | 11 | 15 | 42.75 | 44.3458
11 | 16 | 132.52 | 183.289 | 11 | 16 | 218.12 | 226.262 | 11 | 16 | 66.78 | 69.2728 | 11 | 16 | 143.25 | 148.5972 | 11 | 16 | 104.52 | 108.4215 | 11 | 16 | 597.91 | 620.2288 | 11 | 16 | 644.58 | 668.6409 | 11 | 16 | 658.39 | 682.9664 | 11 | 16 | 528.6 | 548.3316 | 13 | 0 | 390.44 | 405.0144 | 11 | 16 | 152.9 | 158.6075 | 11 | 16 | 83.45 | 86.565
11 | 17 | 25.03 | 34.6191 | 11 | 17 | 52.42 | 54.3767 | 11 | 17 | 78.85 | 81.7933 | 11 | 17 | 311.91 | 323.553 | 11 | 17 | 59.85 | 62.0841 | 11 | 17 | 560.01 | 580.9141 | 11 | 17 | 540.03 | 560.1883 | 11 | 17 | 473.71 | 491.3927 | 11 | 17 | 191.38 | 198.5238 | 13 | 0 | 218.02 | 226.1583 | 11 | 17 | 48.38 | 50.1859 | 11 | 17 | 27.25 | 28.2672
11 | 18 | 0 | 0 | 11 | 18 | 0 | 0 | 11 | 18 | 0.75 | 0.778 | 11 | 18 | 176.7 | 183.2959 | 11 | 18 | 68.91 | 71.4823 | 11 | 18 | 359.3 | 372.712 | 11 | 18 | 341.24 | 353.9778 | 11 | 18 | 266.71 | 276.6658 | 11 | 18 | 153.55 | 159.2817 | 13 | 0 | 19.04 | 19.7507 | 11 | 18 | 0 | 0 | 11 | 18 | 0 | 0
11 | 19 | 0 | 0 | 11 | 19 | 0 | 0 | 11 | 19 | 0 | 0 | 11 | 19 | 10.48 | 10.8712 | 11 | 19 | 39.52 | 40.9952 | 11 | 19 | 155.61 | 161.4186 | 11 | 19 | 139.63 | 144.8421 | 11 | 19 | 64.77 | 67.1877 | 11 | 19 | 0 | 0 | 13 | 0 | 0 | 0 | 11 | 19 | 0 | 0 | 11 | 19 | 0 | 0
11 | 20 | 0 | 0 | 11 | 20 | 0 | 0 | 11 | 20 | 0 | 0 | 11 | 20 | 0 | 0 | 11 | 20 | 0 | 0 | 11 | 20 | 1.89 | 1.9606 | 11 | 20 | 0.02 | 0.020747 | 11 | 20 | 0 | 0 | 11 | 20 | 0 | 0 | 13 | 0 | 0 | 0 | 11 | 20 | 0 | 0 | 11 | 20 | 0 | 0
11 | 21 | 0 | 0 | 11 | 21 | 0 | 0 | 11 | 21 | 0 | 0 | 11 | 21 | 0 | 0 | 11 | 21 | 0 | 0 | 11 | 21 | 0 | 0 | 11 | 21 | 0 | 0 | 11 | 21 | 0 | 0 | 11 | 21 | 0 | 0 | 13 | 0 | 0 | 0 | 11 | 21 | 0 | 0 | 11 | 21 | 0 | 0
11 | 22 | 0 | 0 | 11 | 22 | 0 | 0 | 11 | 22 | 0 | 0 | 11 | 22 | 0 | 0 | 11 | 22 | 0 | 0 | 11 | 22 | 0 | 0 | 11 | 22 | 0 | 0 | 11 | 22 | 0 | 0 | 11 | 22 | 0 | 0 | 13 | 0 | 0 | 0 | 11 | 22 | 0 | 0 | 11 | 22 | 0 | 0
11 | 23 | 0 | 0 | 11 | 23 | 0 | 0 | 11 | 23 | 0 | 0 | 11 | 23 | 0 | 0 | 11 | 23 | 0 | 0 | 11 | 23 | 0 | 0 | 11 | 23 | 0 | 0 | 11 | 23 | 0 | 0 | 11 | 23 | 0 | 0 | 13 | 0 | 0 | 0 | 11 | 23 | 0 | 0 | 11 | 23 | 0 | 0
12 | 0 | 0 | 0 | 12 | 0 | 0 | 0 | 12 | 0 | 0 | 0 | 12 | 0 | 0 | 0 | 12 | 0 | 0 | 0 | 12 | 0 | 0 | 0 | 12 | 0 | 0 | 0 | 12 | 0 | 0 | 0 | 12 | 0 | 0 | 0 | 13 | 0 | 0 | 0 | 12 | 0 | 0 | 0 | 12 | 0 | 0 | 0
12 | 1 | 0 | 0 | 12 | 1 | 0 | 0 | 12 | 1 | 0 | 0 | 12 | 1 | 0 | 0 | 12 | 1 | 0 | 0 | 12 | 1 | 0 | 0 | 12 | 1 | 0 | 0 | 12 | 1 | 0 | 0 | 12 | 1 | 0 | 0 | 13 | 0 | 0 | 0 | 12 | 1 | 0 | 0 | 12 | 1 | 0 | 0
12 | 2 | 0 | 0 | 12 | 2 | 0 | 0 | 12 | 2 | 0 | 0 | 12 | 2 | 0 | 0 | 12 | 2 | 0 | 0 | 12 | 2 | 0 | 0 | 12 | 2 | 0 | 0 | 12 | 2 | 0 | 0 | 12 | 2 | 0 | 0 | 13 | 0 | 0 | 0 | 12 | 2 | 0 | 0 | 12 | 2 | 0 | 0
12 | 3 | 0 | 0 | 12 | 3 | 0 | 0 | 12 | 3 | 0 | 0 | 12 | 3 | 0 | 0 | 12 | 3 | 0 | 0 | 12 | 3 | 0 | 0 | 12 | 3 | 0 | 0 | 12 | 3 | 0 | 0 | 12 | 3 | 0 | 0 | 13 | 0 | 0 | 0 | 12 | 3 | 0 | 0 | 12 | 3 | 0 | 0
12 | 4 | 0 | 0 | 12 | 4 | 0 | 0 | 12 | 4 | 0 | 0 | 12 | 4 | 0 | 0 | 12 | 4 | 0 | 0 | 12 | 4 | 0 | 0 | 12 | 4 | 0 | 0 | 12 | 4 | 0 | 0 | 12 | 4 | 0 | 0 | 13 | 0 | 0 | 0 | 12 | 4 | 0 | 0 | 12 | 4 | 0 | 0
12 | 5 | 0 | 0 | 12 | 5 | 0 | 0 | 12 | 5 | 0 | 0 | 12 | 5 | 0 | 0 | 12 | 5 | 0 | 0 | 12 | 5 | 0 | 0 | 12 | 5 | 0 | 0 | 12 | 5 | 0 | 0 | 12 | 5 | 0 | 0 | 13 | 0 | 0 | 0 | 12 | 5 | 0 | 0 | 12 | 5 | 0 | 0
12 | 6 | 0 | 0 | 12 | 6 | 0 | 0 | 12 | 6 | 0 | 0 | 12 | 6 | 0 | 0 | 12 | 6 | 0 | 0 | 12 | 6 | 29.9 | 31.0161 | 12 | 6 | 18.39 | 19.0765 | 12 | 6 | 0 | 0 | 12 | 6 | 0 | 0 | 13 | 0 | 0 | 0 | 12 | 6 | 0 | 0 | 12 | 6 | 0 | 0
12 | 7 | 0 | 0 | 12 | 7 | 0 | 0 | 12 | 7 | 0 | 0 | 12 | 7 | 22.58 | 23.4229 | 12 | 7 | 12.18 | 12.6347 | 12 | 7 | 213.43 | 221.3969 | 12 | 7 | 197.73 | 205.1109 | 12 | 7 | 9.42 | 9.7716 | 12 | 7 | 13.07 | 13.5579 | 13 | 0 | 0 | 0 | 12 | 7 | 0 | 0 | 12 | 7 | 0 | 0
12 | 8 | 0 | 0 | 12 | 8 | 1.59 | 1.6494 | 12 | 8 | 0.59 | 0.61202 | 12 | 8 | 272.4 | 282.5682 | 12 | 8 | 51.27 | 53.1838 | 12 | 8 | 420.65 | 436.3521 | 12 | 8 | 407.07 | 422.2651 | 12 | 8 | 37.08 | 38.4641 | 12 | 8 | 209.12 | 216.926 | 13 | 0 | 74.42 | 77.198 | 12 | 8 | 0 | 0 | 12 | 8 | 0 | 0
12 | 9 | 90.29 | 124.8805 | 12 | 9 | 74.5 | 77.2809 | 12 | 9 | 6.78 | 7.0331 | 12 | 9 | 246.08 | 255.2657 | 12 | 9 | 124.62 | 129.2718 | 12 | 9 | 619.53 | 642.6559 | 12 | 9 | 300.87 | 312.1009 | 12 | 9 | 99.43 | 103.1415 | 12 | 9 | 423.88 | 439.7026 | 13 | 0 | 76.97 | 79.8431 | 12 | 9 | 141.89 | 147.1865 | 12 | 9 | 75.73 | 78.5569
12 | 10 | 263.84 | 364.9182 | 12 | 10 | 205.23 | 212.8908 | 12 | 10 | 32.15 | 33.3501 | 12 | 10 | 338.76 | 351.4053 | 12 | 10 | 222.07 | 230.3594 | 12 | 10 | 790.53 | 820.039 | 12 | 10 | 193.79 | 201.0238 | 12 | 10 | 180.19 | 186.9161 | 12 | 10 | 610.92 | 633.7245 | 13 | 0 | 110.36 | 114.4795 | 12 | 10 | 316.61 | 328.4284 | 12 | 10 | 223.11 | 231.4383
12 | 11 | 396.13 | 547.889 | 12 | 11 | 340.79 | 353.511 | 12 | 11 | 75.87 | 78.7021 | 12 | 11 | 179.25 | 185.9411 | 12 | 11 | 553.24 | 573.8914 | 12 | 11 | 920.86 | 955.2339 | 12 | 11 | 887.38 | 920.5042 | 12 | 11 | 258.29 | 267.9315 | 12 | 11 | 752.81 | 780.911 | 13 | 0 | 235.27 | 244.0522 | 12 | 11 | 452.32 | 469.2042 | 12 | 11 | 332.33 | 344.7352
12 | 12 | 480.67 | 664.8167 | 12 | 12 | 509.53 | 528.5498 | 12 | 12 | 593.09 | 615.2289 | 12 | 12 | 311.4 | 323.024 | 12 | 12 | 226.9 | 235.3697 | 12 | 12 | 1002.9 | 1040.3363 | 12 | 12 | 958.85 | 994.642 | 12 | 12 | 209.88 | 217.7144 | 12 | 12 | 839.59 | 870.9303 | 13 | 0 | 681.61 | 707.0532 | 12 | 12 | 534.55 | 554.5037 | 12 | 12 | 260.14 | 269.8505
12 | 13 | 501.67 | 693.8618 | 12 | 13 | 544.96 | 565.3023 | 12 | 13 | 778.63 | 807.6948 | 12 | 13 | 829.81 | 860.7852 | 12 | 13 | 308.82 | 320.3477 | 12 | 13 | 1024.62 | 1062.8671 | 12 | 13 | 510.21 | 529.2552 | 12 | 13 | 286.67 | 297.3708 | 12 | 13 | 858.63 | 890.681 | 13 | 0 | 702.77 | 729.0031 | 12 | 13 | 556.24 | 577.0034 | 12 | 13 | 465.29 | 482.6584
12 | 14 | 463.18 | 640.6262 | 12 | 14 | 326.64 | 338.8328 | 12 | 14 | 683.26 | 708.7648 | 12 | 14 | 900.1 | 933.699 | 12 | 14 | 483.44 | 501.4859 | 12 | 14 | 987.85 | 1024.7245 | 12 | 14 | 971.55 | 1007.8161 | 12 | 14 | 600.97 | 623.4031 | 12 | 14 | 791.59 | 821.1385 | 13 | 0 | 652.28 | 676.6284 | 12 | 14 | 514.91 | 534.1306 | 12 | 14 | 276.04 | 286.344
12 | 15 | 327.9 | 453.5198 | 12 | 15 | 264.45 | 274.3214 | 12 | 15 | 491.4 | 509.743 | 12 | 15 | 795.3 | 824.987 | 12 | 15 | 839.47 | 870.8058 | 12 | 15 | 895.1 | 928.5124 | 12 | 15 | 872.75 | 905.3281 | 12 | 15 | 811.52 | 841.8125 | 12 | 15 | 582.74 | 604.4926 | 13 | 0 | 454.6 | 471.5693 | 12 | 15 | 414.89 | 430.377 | 12 | 15 | 42.75 | 44.3458
12 | 16 | 214.93 | 297.2706 | 12 | 16 | 119.06 | 123.5043 | 12 | 16 | 290.77 | 301.6239 | 12 | 16 | 636.15 | 659.8963 | 12 | 16 | 714.89 | 741.5755 | 12 | 16 | 752.89 | 780.9939 | 12 | 16 | 645.11 | 669.1907 | 12 | 16 | 665.62 | 690.4663 | 12 | 16 | 359.99 | 373.4277 | 13 | 0 | 390.44 | 405.0144 | 12 | 16 | 266.18 | 276.116 | 12 | 16 | 83.45 | 86.565
12 | 17 | 45.74 | 63.2632 | 12 | 17 | 33.8 | 35.0617 | 12 | 17 | 165.65 | 171.8334 | 12 | 17 | 348.52 | 361.5296 | 12 | 17 | 514.72 | 533.9335 | 12 | 17 | 571.43 | 592.7604 | 12 | 17 | 415.85 | 431.3729 | 12 | 17 | 479.52 | 497.4196 | 12 | 17 | 160.97 | 166.9787 | 13 | 0 | 218.02 | 226.1583 | 12 | 17 | 88.89 | 92.2081 | 12 | 17 | 27.25 | 28.2672
12 | 18 | 0 | 0 | 12 | 18 | 0 | 0 | 12 | 18 | 58.42 | 60.6007 | 12 | 18 | 214.59 | 222.6002 | 12 | 18 | 246.15 | 255.3383 | 12 | 18 | 366.02 | 379.6828 | 12 | 18 | 351.47 | 364.5897 | 12 | 18 | 269.58 | 279.6429 | 12 | 18 | 27.93 | 28.9726 | 13 | 0 | 19.04 | 19.7507 | 12 | 18 | 0 | 0 | 12 | 18 | 0 | 0
12 | 19 | 0 | 0 | 12 | 19 | 0 | 0 | 12 | 19 | 0 | 0 | 12 | 19 | 3.26 | 3.3817 | 12 | 19 | 45.38 | 47.0739 | 12 | 19 | 158.05 | 163.9497 | 12 | 19 | 143.39 | 148.7425 | 12 | 19 | 63.68 | 66.0571 | 12 | 19 | 0 | 0 | 13 | 0 | 0 | 0 | 12 | 19 | 0 | 0 | 12 | 19 | 0 | 0
12 | 20 | 0 | 0 | 12 | 20 | 0 | 0 | 12 | 20 | 0 | 0 | 12 | 20 | 0 | 0 | 12 | 20 | 0 | 0 | 12 | 20 | 2.06 | 2.1369 | 12 | 20 | 0 | 0 | 12 | 20 | 0 | 0 | 12 | 20 | 0 | 0 | 13 | 0 | 0 | 0 | 12 | 20 | 0 | 0 | 12 | 20 | 0 | 0
12 | 21 | 0 | 0 | 12 | 21 | 0 | 0 | 12 | 21 | 0 | 0 | 12 | 21 | 0 | 0 | 12 | 21 | 0 | 0 | 12 | 21 | 0 | 0 | 12 | 21 | 0 | 0 | 12 | 21 | 0 | 0 | 12 | 21 | 0 | 0 | 13 | 0 | 0 | 0 | 12 | 21 | 0 | 0 | 12 | 21 | 0 | 0
12 | 22 | 0 | 0 | 12 | 22 | 0 | 0 | 12 | 22 | 0 | 0 | 12 | 22 | 0 | 0 | 12 | 22 | 0 | 0 | 12 | 22 | 0 | 0 | 12 | 22 | 0 | 0 | 12 | 22 | 0 | 0 | 12 | 22 | 0 | 0 | 13 | 0 | 0 | 0 | 12 | 22 | 0 | 0 | 12 | 22 | 0 | 0
12 | 23 | 0 | 0 | 12 | 23 | 0 | 0 | 12 | 23 | 0 | 0 | 12 | 23 | 0 | 0 | 12 | 23 | 0 | 0 | 12 | 23 | 0 | 0 | 12 | 23 | 0 | 0 | 12 | 23 | 0 | 0 | 12 | 23 | 0 | 0 | 13 | 0 | 0 | 0 | 12 | 23 | 0 | 0 | 12 | 23 | 0 | 0
13 | 0 | 0 | 0 | 13 | 0 | 0 | 0 | 13 | 0 | 0 | 0 | 13 | 0 | 0 | 0 | 13 | 0 | 0 | 0 | 13 | 0 | 0 | 0 | 13 | 0 | 0 | 0 | 13 | 0 | 0 | 0 | 13 | 0 | 0 | 0 | 13 | 0 | 0 | 0 | 13 | 0 | 0 | 0 | 13 | 0 | 0 | 0
13 | 1 | 0 | 0 | 13 | 1 | 0 | 0 | 13 | 1 | 0 | 0 | 13 | 1 | 0 | 0 | 13 | 1 | 0 | 0 | 13 | 1 | 0 | 0 | 13 | 1 | 0 | 0 | 13 | 1 | 0 | 0 | 13 | 1 | 0 | 0 | 13 | 0 | 0 | 0 | 13 | 1 | 0 | 0 | 13 | 1 | 0 | 0
13 | 2 | 0 | 0 | 13 | 2 | 0 | 0 | 13 | 2 | 0 | 0 | 13 | 2 | 0 | 0 | 13 | 2 | 0 | 0 | 13 | 2 | 0 | 0 | 13 | 2 | 0 | 0 | 13 | 2 | 0 | 0 | 13 | 2 | 0 | 0 | 13 | 0 | 0 | 0 | 13 | 2 | 0 | 0 | 13 | 2 | 0 | 0
13 | 3 | 0 | 0 | 13 | 3 | 0 | 0 | 13 | 3 | 0 | 0 | 13 | 3 | 0 | 0 | 13 | 3 | 0 | 0 | 13 | 3 | 0 | 0 | 13 | 3 | 0 | 0 | 13 | 3 | 0 | 0 | 13 | 3 | 0 | 0 | 13 | 0 | 0 | 0 | 13 | 3 | 0 | 0 | 13 | 3 | 0 | 0
13 | 4 | 0 | 0 | 13 | 4 | 0 | 0 | 13 | 4 | 0 | 0 | 13 | 4 | 0 | 0 | 13 | 4 | 0 | 0 | 13 | 4 | 0 | 0 | 13 | 4 | 0 | 0 | 13 | 4 | 0 | 0 | 13 | 4 | 0 | 0 | 13 | 0 | 0 | 0 | 13 | 4 | 0 | 0 | 13 | 4 | 0 | 0
13 | 5 | 0 | 0 | 13 | 5 | 0 | 0 | 13 | 5 | 0 | 0 | 13 | 5 | 0 | 0 | 13 | 5 | 0 | 0 | 13 | 5 | 0 | 0 | 13 | 5 | 0 | 0 | 13 | 5 | 0 | 0 | 13 | 5 | 0 | 0 | 13 | 0 | 0 | 0 | 13 | 5 | 0 | 0 | 13 | 5 | 0 | 0
13 | 6 | 0 | 0 | 13 | 6 | 0 | 0 | 13 | 6 | 0 | 0 | 13 | 6 | 0 | 0 | 13 | 6 | 0 | 0 | 13 | 6 | 11.27 | 11.6907 | 13 | 6 | 17.65 | 18.3088 | 13 | 6 | 0 | 0 | 13 | 6 | 0 | 0 | 13 | 0 | 0 | 0 | 13 | 6 | 0 | 0 | 13 | 6 | 0 | 0
13 | 7 | 0 | 0 | 13 | 7 | 0 | 0 | 13 | 7 | 0 | 0 | 13 | 7 | 11.57 | 12.0019 | 13 | 7 | 35.09 | 36.3998 | 13 | 7 | 58.71 | 60.9015 | 13 | 7 | 199.06 | 206.4905 | 13 | 7 | 41.02 | 42.5512 | 13 | 7 | 10.48 | 10.8712 | 13 | 0 | 0 | 0 | 13 | 7 | 0 | 0 | 13 | 7 | 0 | 0
13 | 8 | 0 | 0 | 13 | 8 | 0.2 | 0.20747 | 13 | 8 | 24.87 | 25.7983 | 13 | 8 | 261.4 | 271.1576 | 13 | 8 | 88.62 | 91.928 | 13 | 8 | 198.89 | 206.3142 | 13 | 8 | 409.19 | 424.4643 | 13 | 8 | 165.93 | 172.1238 | 13 | 8 | 201.61 | 209.1357 | 13 | 0 | 74.42 | 77.198 | 13 | 8 | 0 | 0 | 13 | 8 | 0 | 0
13 | 9 | 19.11 | 26.4311 | 13 | 9 | 113.46 | 117.6952 | 13 | 9 | 129.42 | 134.251 | 13 | 9 | 192.59 | 199.779 | 13 | 9 | 198.81 | 206.2312 | 13 | 9 | 395.76 | 410.533 | 13 | 9 | 609.38 | 632.127 | 13 | 9 | 314.54 | 326.2812 | 13 | 9 | 413.99 | 429.4435 | 13 | 0 | 76.97 | 79.8431 | 13 | 9 | 1.52 | 1.5767 | 13 | 9 | 75.73 | 78.5569
13 | 10 | 76.97 | 106.4575 | 13 | 10 | 165.26 | 171.4288 | 13 | 10 | 329.66 | 341.9656 | 13 | 10 | 664.48 | 689.2838 | 13 | 10 | 253.07 | 262.5166 | 13 | 10 | 708.57 | 735.0196 | 13 | 10 | 782.08 | 811.2735 | 13 | 10 | 480.78 | 498.7266 | 13 | 10 | 600.39 | 622.8014 | 13 | 0 | 110.36 | 114.4795 | 13 | 10 | 21.66 | 22.4685 | 13 | 10 | 223.11 | 231.4383
13 | 11 | 52.4 | 72.4747 | 13 | 11 | 215.01 | 223.0359 | 13 | 11 | 500.19 | 518.8611 | 13 | 11 | 497.19 | 515.7491 | 13 | 11 | 404.34 | 419.4332 | 13 | 11 | 917.24 | 951.4788 | 13 | 11 | 913.67 | 947.7755 | 13 | 11 | 669.57 | 694.5638 | 13 | 11 | 742.71 | 770.4339 | 13 | 0 | 235.27 | 244.0522 | 13 | 11 | 52.12 | 54.0655 | 13 | 11 | 332.33 | 344.7352
13 | 12 | 40.16 | 55.5455 | 13 | 12 | 461.96 | 479.2041 | 13 | 12 | 570.3 | 591.5882 | 13 | 12 | 288.21 | 298.9683 | 13 | 12 | 845.7 | 877.2684 | 13 | 12 | 1000.39 | 1037.7326 | 13 | 12 | 995.94 | 1033.1165 | 13 | 12 | 848.13 | 879.7891 | 13 | 12 | 735.54 | 762.9963 | 13 | 0 | 681.61 | 707.0532 | 13 | 12 | 529.76 | 549.5349 | 13 | 12 | 38.8 | 40.2483
13 | 13 | 29.9 | 41.3548 | 13 | 13 | 587.95 | 609.897 | 13 | 13 | 547.87 | 568.3209 | 13 | 13 | 304.63 | 316.0013 | 13 | 13 | 863.69 | 895.9299 | 13 | 13 | 1013.24 | 1051.0623 | 13 | 13 | 1016.55 | 1054.4959 | 13 | 13 | 827.31 | 858.1919 | 13 | 13 | 744.16 | 771.9381 | 13 | 0 | 702.77 | 729.0031 | 13 | 13 | 553.87 | 574.5449 | 13 | 13 | 31.82 | 33.0078
13 | 14 | 34.54 | 47.7724 | 13 | 14 | 512.41 | 531.5373 | 13 | 14 | 467.66 | 485.1169 | 13 | 14 | 256.66 | 266.2406 | 13 | 14 | 842.93 | 874.395 | 13 | 14 | 977.35 | 1013.8326 | 13 | 14 | 977.04 | 1013.511 | 13 | 14 | 749.83 | 777.8197 | 13 | 14 | 679.08 | 704.4288 | 13 | 0 | 652.28 | 676.6284 | 13 | 14 | 514.72 | 533.9335 | 13 | 14 | 24.06 | 24.9581
13 | 15 | 39.57 | 54.7294 | 13 | 15 | 411.99 | 427.3688 | 13 | 15 | 362.32 | 375.8447 | 13 | 15 | 308.95 | 320.4825 | 13 | 15 | 802.37 | 832.3209 | 13 | 15 | 885.95 | 919.0208 | 13 | 15 | 880.41 | 913.274 | 13 | 15 | 656.97 | 681.4934 | 13 | 15 | 541.12 | 561.319 | 13 | 0 | 454.6 | 471.5693 | 13 | 15 | 416.17 | 431.7048 | 13 | 15 | 3.76 | 3.9004
13 | 16 | 2.88 | 3.9833 | 13 | 16 | 180.62 | 187.3622 | 13 | 16 | 259.62 | 269.3111 | 13 | 16 | 314.08 | 325.804 | 13 | 16 | 677.36 | 702.6445 | 13 | 16 | 693.79 | 719.6878 | 13 | 16 | 736.61 | 764.1062 | 13 | 16 | 610.03 | 632.8012 | 13 | 16 | 372.56 | 386.467 | 13 | 0 | 390.44 | 405.0144 | 13 | 16 | 266.73 | 276.6865 | 13 | 16 | 0 | 0
13 | 17 | 0.57 | 0.78837 | 13 | 17 | 92.31 | 95.7558 | 13 | 17 | 128.05 | 132.8299 | 13 | 17 | 148.05 | 153.5764 | 13 | 17 | 445.33 | 461.9533 | 13 | 17 | 311.89 | 323.5323 | 13 | 17 | 554.63 | 575.3333 | 13 | 17 | 459.01 | 476.144 | 13 | 17 | 131.73 | 136.6472 | 13 | 0 | 218.02 | 226.1583 | 13 | 17 | 87.68 | 90.9529 | 13 | 17 | 0 | 0
13 | 18 | 0 | 0 | 13 | 18 | 0 | 0 | 13 | 18 | 62.64 | 64.9782 | 13 | 18 | 120.1 | 124.5831 | 13 | 18 | 159.2 | 165.1426 | 13 | 18 | 158.66 | 164.5825 | 13 | 18 | 348.95 | 361.9756 | 13 | 18 | 242.18 | 251.2201 | 13 | 18 | 28.9 | 29.9788 | 13 | 0 | 19.04 | 19.7507 | 13 | 18 | 0 | 0 | 13 | 18 | 0 | 0
13 | 19 | 0 | 0 | 13 | 19 | 0 | 0 | 13 | 19 | 0 | 0 | 13 | 19 | 16 | 16.5972 | 13 | 19 | 107.72 | 111.741 | 13 | 19 | 48.19 | 49.9888 | 13 | 19 | 141.28 | 146.5537 | 13 | 19 | 6.79 | 7.0435 | 13 | 19 | 0 | 0 | 13 | 0 | 0 | 0 | 13 | 19 | 0 | 0 | 13 | 19 | 0 | 0
13 | 20 | 0 | 0 | 13 | 20 | 0 | 0 | 13 | 20 | 0 | 0 | 13 | 20 | 0 | 0 | 13 | 20 | 0 | 0 | 13 | 20 | 0 | 0 | 13 | 20 | 0 | 0 | 13 | 20 | 0 | 0 | 13 | 20 | 0 | 0 | 13 | 0 | 0 | 0 | 13 | 20 | 0 | 0 | 13 | 20 | 0 | 0
13 | 21 | 0 | 0 | 13 | 21 | 0 | 0 | 13 | 21 | 0 | 0 | 13 | 21 | 0 | 0 | 13 | 21 | 0 | 0 | 13 | 21 | 0 | 0 | 13 | 21 | 0 | 0 | 13 | 21 | 0 | 0 | 13 | 21 | 0 | 0 | 13 | 0 | 0 | 0 | 13 | 21 | 0 | 0 | 13 | 21 | 0 | 0
13 | 22 | 0 | 0 | 13 | 22 | 0 | 0 | 13 | 22 | 0 | 0 | 13 | 22 | 0 | 0 | 13 | 22 | 0 | 0 | 13 | 22 | 0 | 0 | 13 | 22 | 0 | 0 | 13 | 22 | 0 | 0 | 13 | 22 | 0 | 0 | 13 | 0 | 0 | 0 | 13 | 22 | 0 | 0 | 13 | 22 | 0 | 0
13 | 23 | 0 | 0 | 13 | 23 | 0 | 0 | 13 | 23 | 0 | 0 | 13 | 23 | 0 | 0 | 13 | 23 | 0 | 0 | 13 | 23 | 0 | 0 | 13 | 23 | 0 | 0 | 13 | 23 | 0 | 0 | 13 | 23 | 0 | 0 | 13 | 0 | 0 | 0 | 13 | 23 | 0 | 0 | 13 | 23 | 0 | 0
14 | 0 | 0 | 0 | 14 | 0 | 0 | 0 | 14 | 0 | 0 | 0 | 14 | 0 | 0 | 0 | 14 | 0 | 0 | 0 | 14 | 0 | 0 | 0 | 14 | 0 | 0 | 0 | 14 | 0 | 0 | 0 | 14 | 0 | 0 | 0 | 13 | 0 | 0 | 0 | 14 | 0 | 0 | 0 | 14 | 0 | 0 | 0
14 | 1 | 0 | 0 | 14 | 1 | 0 | 0 | 14 | 1 | 0 | 0 | 14 | 1 | 0 | 0 | 14 | 1 | 0 | 0 | 14 | 1 | 0 | 0 | 14 | 1 | 0 | 0 | 14 | 1 | 0 | 0 | 14 | 1 | 0 | 0 | 13 | 0 | 0 | 0 | 14 | 1 | 0 | 0 | 14 | 1 | 0 | 0
14 | 2 | 0 | 0 | 14 | 2 | 0 | 0 | 14 | 2 | 0 | 0 | 14 | 2 | 0 | 0 | 14 | 2 | 0 | 0 | 14 | 2 | 0 | 0 | 14 | 2 | 0 | 0 | 14 | 2 | 0 | 0 | 14 | 2 | 0 | 0 | 13 | 0 | 0 | 0 | 14 | 2 | 0 | 0 | 14 | 2 | 0 | 0
14 | 3 | 0 | 0 | 14 | 3 | 0 | 0 | 14 | 3 | 0 | 0 | 14 | 3 | 0 | 0 | 14 | 3 | 0 | 0 | 14 | 3 | 0 | 0 | 14 | 3 | 0 | 0 | 14 | 3 | 0 | 0 | 14 | 3 | 0 | 0 | 13 | 0 | 0 | 0 | 14 | 3 | 0 | 0 | 14 | 3 | 0 | 0
14 | 4 | 0 | 0 | 14 | 4 | 0 | 0 | 14 | 4 | 0 | 0 | 14 | 4 | 0 | 0 | 14 | 4 | 0 | 0 | 14 | 4 | 0 | 0 | 14 | 4 | 0 | 0 | 14 | 4 | 0 | 0 | 14 | 4 | 0 | 0 | 13 | 0 | 0 | 0 | 14 | 4 | 0 | 0 | 14 | 4 | 0 | 0
14 | 5 | 0 | 0 | 14 | 5 | 0 | 0 | 14 | 5 | 0 | 0 | 14 | 5 | 0 | 0 | 14 | 5 | 0 | 0 | 14 | 5 | 0 | 0 | 14 | 5 | 0 | 0 | 14 | 5 | 0 | 0 | 14 | 5 | 0 | 0 | 13 | 0 | 0 | 0 | 14 | 5 | 0 | 0 | 14 | 5 | 0 | 0
14 | 6 | 0 | 0 | 14 | 6 | 0 | 0 | 14 | 6 | 0 | 0 | 14 | 6 | 0 | 0 | 14 | 6 | 0 | 0 | 14 | 6 | 2.07 | 2.1473 | 14 | 6 | 16.44 | 17.0537 | 14 | 6 | 0 | 0 | 14 | 6 | 0 | 0 | 13 | 0 | 0 | 0 | 14 | 6 | 0 | 0 | 14 | 6 | 0 | 0
14 | 7 | 0 | 0 | 14 | 7 | 0 | 0 | 14 | 7 | 0 | 0 | 14 | 7 | 7.19 | 7.4584 | 14 | 7 | 1.45 | 1.5041 | 14 | 7 | 68.03 | 70.5694 | 14 | 7 | 196.96 | 204.3121 | 14 | 7 | 23.7 | 24.5847 | 14 | 7 | 8.32 | 8.6306 | 13 | 0 | 0 | 0 | 14 | 7 | 0 | 0 | 14 | 7 | 0 | 0
14 | 8 | 0 | 0 | 14 | 8 | 3.1 | 3.2157 | 14 | 8 | 25.52 | 26.4726 | 14 | 8 | 71.48 | 74.1482 | 14 | 8 | 127.29 | 132.0415 | 14 | 8 | 202.69 | 210.256 | 14 | 8 | 407.31 | 422.5141 | 14 | 8 | 114.46 | 118.7326 | 14 | 8 | 197 | 204.3536 | 13 | 0 | 74.42 | 77.198 | 14 | 8 | 0 | 0 | 14 | 8 | 0 | 0
14 | 9 | 7.13 | 9.8615 | 14 | 9 | 187.17 | 194.1567 | 14 | 9 | 89.68 | 93.0276 | 14 | 9 | 167.06 | 173.296 | 14 | 9 | 110.8 | 114.936 | 14 | 9 | 291.18 | 302.0492 | 14 | 9 | 607.57 | 630.2494 | 14 | 9 | 253 | 262.444 | 14 | 9 | 409.31 | 424.5888 | 13 | 0 | 76.97 | 79.8431 | 14 | 9 | 100.93 | 104.6975 | 14 | 9 | 7.42 | 7.697
14 | 10 | 65.99 | 91.271 | 14 | 10 | 385.11 | 399.4854 | 14 | 10 | 192.26 | 199.4367 | 14 | 10 | 284.75 | 295.3792 | 14 | 10 | 302.94 | 314.2482 | 14 | 10 | 401.97 | 416.9748 | 14 | 10 | 779.93 | 809.0433 | 14 | 10 | 431.31 | 447.41 | 14 | 10 | 594.99 | 617.1998 | 13 | 0 | 110.36 | 114.4795 | 14 | 10 | 307.64 | 319.1236 | 14 | 10 | 87.48 | 90.7455
14 | 11 | 147.08 | 203.427 | 14 | 11 | 332.67 | 345.0879 | 14 | 11 | 319.14 | 331.0529 | 14 | 11 | 382.48 | 396.7572 | 14 | 11 | 102.74 | 106.5751 | 14 | 11 | 564.99 | 586.08 | 14 | 11 | 909.36 | 943.3047 | 14 | 11 | 616.18 | 639.1808 | 14 | 11 | 737.15 | 764.6664 | 13 | 0 | 235.27 | 244.0522 | 14 | 11 | 443.85 | 460.4181 | 14 | 11 | 188.75 | 195.7957
14 | 12 | 381.31 | 527.3914 | 14 | 12 | 394.31 | 409.0288 | 14 | 12 | 618.3 | 641.38 | 14 | 12 | 672.45 | 697.5513 | 14 | 12 | 624.72 | 648.0396 | 14 | 12 | 742.11 | 769.8115 | 14 | 12 | 982.97 | 1019.6624 | 14 | 12 | 695.89 | 721.8662 | 14 | 12 | 839.73 | 871.0755 | 14 | 12 | 664.34 | 689.1385 | 14 | 12 | 524.16 | 543.7259 | 14 | 12 | 177.38 | 184.0013
14 | 13 | 456.95 | 632.0094 | 14 | 13 | 461.21 | 478.4261 | 14 | 13 | 583.95 | 605.7477 | 14 | 13 | 685.99 | 711.5967 | 14 | 13 | 646.97 | 671.1201 | 14 | 13 | 757.08 | 785.3403 | 14 | 13 | 1004.53 | 1042.0272 | 14 | 13 | 729.98 | 757.2288 | 14 | 13 | 862.53 | 894.7266 | 14 | 13 | 671.33 | 696.3895 | 14 | 13 | 546.54 | 566.9413 | 14 | 13 | 182.89 | 189.7169
14 | 14 | 355.26 | 491.3616 | 14 | 14 | 533.16 | 553.0618 | 14 | 14 | 461.67 | 478.9033 | 14 | 14 | 781.59 | 810.7653 | 14 | 14 | 805.16 | 835.2151 | 14 | 14 | 718.84 | 745.6729 | 14 | 14 | 967.14 | 1003.2415 | 14 | 14 | 665.03 | 689.8543 | 14 | 14 | 819.36 | 849.9451 | 14 | 14 | 499.1 | 517.7304 | 14 | 14 | 506.61 | 525.5208 | 14 | 14 | 186.55 | 193.5136
14 | 15 | 139.6 | 193.0813 | 14 | 15 | 432.87 | 449.0282 | 14 | 15 | 369.15 | 382.9297 | 14 | 15 | 802.59 | 832.5491 | 14 | 15 | 769.98 | 798.7219 | 14 | 15 | 618.61 | 641.7015 | 14 | 15 | 873.86 | 906.4795 | 14 | 15 | 561.42 | 582.3767 | 14 | 15 | 714.62 | 741.2954 | 14 | 15 | 533.79 | 553.7154 | 14 | 15 | 407.8 | 423.0224 | 14 | 15 | 121.29 | 125.8175
14 | 16 | 174.46 | 241.2963 | 14 | 16 | 223.84 | 232.1955 | 14 | 16 | 308.77 | 320.2958 | 14 | 16 | 645.26 | 669.3463 | 14 | 16 | 643.85 | 667.8837 | 14 | 16 | 457.25 | 474.3183 | 14 | 16 | 730.85 | 758.1312 | 14 | 16 | 434.47 | 450.6879 | 14 | 16 | 556.04 | 576.7959 | 14 | 16 | 381.75 | 396 | 14 | 16 | 259.86 | 269.5601 | 14 | 16 | 131.06 | 135.9522
14 | 17 | 23.73 | 32.8211 | 14 | 17 | 76.72 | 79.5838 | 14 | 17 | 193.71 | 200.9408 | 14 | 17 | 446.17 | 462.8247 | 14 | 17 | 531.33 | 551.1635 | 14 | 17 | 286.79 | 297.4953 | 14 | 17 | 549.44 | 569.9495 | 14 | 17 | 405.07 | 420.1905 | 14 | 17 | 357.02 | 370.3469 | 14 | 17 | 203.13 | 210.7125 | 14 | 17 | 83.42 | 86.5339 | 14 | 17 | 6.95 | 7.2094
14 | 18 | 0 | 0 | 14 | 18 | 0 | 0 | 14 | 18 | 57.1 | 59.2314 | 14 | 18 | 223.9 | 232.2578 | 14 | 18 | 319.43 | 331.3537 | 14 | 18 | 155.34 | 161.1385 | 14 | 18 | 344.41 | 357.2662 | 14 | 18 | 206.96 | 214.6854 | 14 | 18 | 139.22 | 144.4168 | 14 | 18 | 16.5 | 17.1159 | 14 | 18 | 0 | 0 | 14 | 18 | 0 | 0
14 | 19 | 0 | 0 | 14 | 19 | 0 | 0 | 14 | 19 | 0 | 0 | 14 | 19 | 20.43 | 21.1926 | 14 | 19 | 109.81 | 113.909 | 14 | 19 | 44.28 | 45.9329 | 14 | 19 | 137.54 | 142.6741 | 14 | 19 | 7.88 | 8.1741 | 14 | 19 | 0 | 0 | 14 | 19 | 0 | 0 | 14 | 19 | 0 | 0 | 14 | 19 | 0 | 0
14 | 20 | 0 | 0 | 14 | 20 | 0 | 0 | 14 | 20 | 0 | 0 | 14 | 20 | 0 | 0 | 14 | 20 | 0 | 0 | 14 | 20 | 0 | 0 | 14 | 20 | 0 | 0 | 14 | 20 | 0 | 0 | 14 | 20 | 0 | 0 | 14 | 20 | 0 | 0 | 14 | 20 | 0 | 0 | 14 | 20 | 0 | 0
14 | 21 | 0 | 0 | 14 | 21 | 0 | 0 | 14 | 21 | 0 | 0 | 14 | 21 | 0 | 0 | 14 | 21 | 0 | 0 | 14 | 21 | 0 | 0 | 14 | 21 | 0 | 0 | 14 | 21 | 0 | 0 | 14 | 21 | 0 | 0 | 14 | 21 | 0 | 0 | 14 | 21 | 0 | 0 | 14 | 21 | 0 | 0
14 | 22 | 0 | 0 | 14 | 22 | 0 | 0 | 14 | 22 | 0 | 0 | 14 | 22 | 0 | 0 | 14 | 22 | 0 | 0 | 14 | 22 | 0 | 0 | 14 | 22 | 0 | 0 | 14 | 22 | 0 | 0 | 14 | 22 | 0 | 0 | 14 | 22 | 0 | 0 | 14 | 22 | 0 | 0 | 14 | 22 | 0 | 0
14 | 23 | 0 | 0 | 14 | 23 | 0 | 0 | 14 | 23 | 0 | 0 | 14 | 23 | 0 | 0 | 14 | 23 | 0 | 0 | 14 | 23 | 0 | 0 | 14 | 23 | 0 | 0 | 14 | 23 | 0 | 0 | 14 | 23 | 0 | 0 | 14 | 23 | 0 | 0 | 14 | 23 | 0 | 0 | 14 | 23 | 0 | 0
15 | 0 | 0 | 0 | 15 | 0 | 0 | 0 | 15 | 0 | 0 | 0 | 15 | 0 | 0 | 0 | 15 | 0 | 0 | 0 | 15 | 0 | 0 | 0 | 15 | 0 | 0 | 0 | 15 | 0 | 0 | 0 | 15 | 0 | 0 | 0 | 15 | 0 | 0 | 0 | 15 | 0 | 0 | 0 | 15 | 0 | 0 | 0
15 | 1 | 0 | 0 | 15 | 1 | 0 | 0 | 15 | 1 | 0 | 0 | 15 | 1 | 0 | 0 | 15 | 1 | 0 | 0 | 15 | 1 | 0 | 0 | 15 | 1 | 0 | 0 | 15 | 1 | 0 | 0 | 15 | 1 | 0 | 0 | 15 | 1 | 0 | 0 | 15 | 1 | 0 | 0 | 15 | 1 | 0 | 0
15 | 2 | 0 | 0 | 15 | 2 | 0 | 0 | 15 | 2 | 0 | 0 | 15 | 2 | 0 | 0 | 15 | 2 | 0 | 0 | 15 | 2 | 0 | 0 | 15 | 2 | 0 | 0 | 15 | 2 | 0 | 0 | 15 | 2 | 0 | 0 | 15 | 2 | 0 | 0 | 15 | 2 | 0 | 0 | 15 | 2 | 0 | 0
15 | 3 | 0 | 0 | 15 | 3 | 0 | 0 | 15 | 3 | 0 | 0 | 15 | 3 | 0 | 0 | 15 | 3 | 0 | 0 | 15 | 3 | 0 | 0 | 15 | 3 | 0 | 0 | 15 | 3 | 0 | 0 | 15 | 3 | 0 | 0 | 15 | 3 | 0 | 0 | 15 | 3 | 0 | 0 | 15 | 3 | 0 | 0
15 | 4 | 0 | 0 | 15 | 4 | 0 | 0 | 15 | 4 | 0 | 0 | 15 | 4 | 0 | 0 | 15 | 4 | 0 | 0 | 15 | 4 | 0 | 0 | 15 | 4 | 0 | 0 | 15 | 4 | 0 | 0 | 15 | 4 | 0 | 0 | 15 | 4 | 0 | 0 | 15 | 4 | 0 | 0 | 15 | 4 | 0 | 0
15 | 5 | 0 | 0 | 15 | 5 | 0 | 0 | 15 | 5 | 0 | 0 | 15 | 5 | 0 | 0 | 15 | 5 | 0 | 0 | 15 | 5 | 0 | 0 | 15 | 5 | 0 | 0 | 15 | 5 | 0 | 0 | 15 | 5 | 0 | 0 | 15 | 5 | 0 | 0 | 15 | 5 | 0 | 0 | 15 | 5 | 0 | 0
15 | 6 | 0 | 0 | 15 | 6 | 0 | 0 | 15 | 6 | 0 | 0 | 15 | 6 | 0 | 0 | 15 | 6 | 0.38 | 0.39418 | 15 | 6 | 31.59 | 32.7692 | 15 | 6 | 14.75 | 15.3006 | 15 | 6 | 0 | 0 | 15 | 6 | 0 | 0 | 15 | 6 | 0 | 0 | 15 | 6 | 0 | 0 | 15 | 6 | 0 | 0
15 | 7 | 0 | 0 | 15 | 7 | 0 | 0 | 15 | 7 | 0 | 0 | 15 | 7 | 21.01 | 21.7943 | 15 | 7 | 11.83 | 12.2716 | 15 | 7 | 216 | 224.0629 | 15 | 7 | 191.35 | 198.4927 | 15 | 7 | 38.99 | 40.4454 | 15 | 7 | 6.37 | 6.6078 | 15 | 7 | 0 | 0 | 15 | 7 | 0 | 0 | 15 | 7 | 0 | 0
15 | 8 | 0 | 0 | 15 | 8 | 26.4 | 27.3855 | 15 | 8 | 32.46 | 33.6717 | 15 | 8 | 141.96 | 147.2591 | 15 | 8 | 275.84 | 286.1366 | 15 | 8 | 421.94 | 437.6902 | 15 | 8 | 398.68 | 413.562 | 15 | 8 | 110.49 | 114.6144 | 15 | 8 | 193.43 | 200.6504 | 15 | 8 | 59.1 | 61.3061 | 15 | 8 | 0 | 0 | 15 | 8 | 0 | 0
15 | 9 | 84.04 | 116.2361 | 15 | 9 | 212.61 | 220.5463 | 15 | 9 | 132.04 | 136.9688 | 15 | 9 | 260.6 | 270.3277 | 15 | 9 | 330.06 | 342.3805 | 15 | 9 | 599.54 | 621.9197 | 15 | 9 | 597.09 | 619.3782 | 15 | 9 | 342.67 | 355.4612 | 15 | 9 | 405.8 | 420.9477 | 15 | 9 | 243.81 | 252.911 | 15 | 9 | 128.83 | 133.639 | 15 | 9 | 26.04 | 27.012
15 | 10 | 79.49 | 109.9429 | 15 | 10 | 390.65 | 405.2322 | 15 | 10 | 331.47 | 343.8431 | 15 | 10 | 388.13 | 402.6181 | 15 | 10 | 757.86 | 786.1495 | 15 | 10 | 778.03 | 807.0724 | 15 | 10 | 767.98 | 796.6472 | 15 | 10 | 517.6 | 536.921 | 15 | 10 | 592.03 | 614.1293 | 15 | 10 | 432.26 | 448.3954 | 15 | 10 | 299.28 | 310.4515 | 15 | 10 | 225.86 | 234.2909
15 | 11 | 317.5 | 439.1356 | 15 | 11 | 519.71 | 539.1098 | 15 | 11 | 644.81 | 668.8795 | 15 | 11 | 668.84 | 693.8065 | 15 | 11 | 697.47 | 723.5052 | 15 | 11 | 912.34 | 946.3959 | 15 | 11 | 897.36 | 930.8567 | 15 | 11 | 748.7 | 776.6475 | 15 | 11 | 733.91 | 761.3055 | 15 | 11 | 571.4 | 592.7293 | 15 | 11 | 433.88 | 450.0759 | 15 | 11 | 354.93 | 368.1789
15 | 12 | 35.17 | 48.6438 | 15 | 12 | 623.79 | 647.0749 | 15 | 12 | 428.54 | 444.5366 | 15 | 12 | 702.05 | 728.2562 | 15 | 12 | 282.77 | 293.3253 | 15 | 12 | 980.13 | 1016.7164 | 15 | 12 | 982.99 | 1019.6831 | 15 | 12 | 930.77 | 965.5139 | 15 | 12 | 760.6 | 788.9917 | 15 | 12 | 661.9 | 686.6075 | 15 | 12 | 529.69 | 549.4623 | 15 | 12 | 451.8 | 468.6648
15 | 13 | 41.15 | 56.9147 | 15 | 13 | 646.41 | 670.5392 | 15 | 13 | 272.75 | 282.9312 | 15 | 13 | 762.51 | 790.973 | 15 | 13 | 622.92 | 646.1724 | 15 | 13 | 1001.01 | 1038.3758 | 15 | 13 | 1003.51 | 1040.9691 | 15 | 13 | 952.92 | 988.4907 | 15 | 13 | 738.5 | 766.0668 | 15 | 13 | 678.85 | 704.1902 | 15 | 13 | 553.75 | 574.4204 | 15 | 13 | 476.05 | 493.82
15 | 14 | 36.34 | 50.262 | 15 | 14 | 584.95 | 606.7851 | 15 | 14 | 129.54 | 134.3755 | 15 | 14 | 672.16 | 697.2504 | 15 | 14 | 285.12 | 295.763 | 15 | 14 | 958.48 | 994.2582 | 15 | 14 | 964.62 | 1000.6274 | 15 | 14 | 912.58 | 946.6449 | 15 | 14 | 751.37 | 779.4172 | 15 | 14 | 641.07 | 664.9999 | 15 | 14 | 513.88 | 533.0622 | 15 | 14 | 419.46 | 435.1176
15 | 15 | 23.64 | 32.6966 | 15 | 15 | 480.57 | 498.5088 | 15 | 15 | 108.56 | 112.6123 | 15 | 15 | 498.39 | 516.9939 | 15 | 15 | 470.18 | 487.7309 | 15 | 15 | 685.24 | 710.8187 | 15 | 15 | 868.79 | 901.2203 | 15 | 15 | 812.8 | 843.1403 | 15 | 15 | 699.92 | 726.0467 | 15 | 15 | 540.85 | 561.0389 | 15 | 15 | 413.2 | 428.624 | 15 | 15 | 281.29 | 291.79
15 | 16 | 1.62 | 2.2406 | 15 | 16 | 348.55 | 361.5607 | 15 | 16 | 194.38 | 201.6358 | 15 | 16 | 324.34 | 336.447 | 15 | 16 | 273.67 | 283.8856 | 15 | 16 | 641.26 | 665.197 | 15 | 16 | 724.89 | 751.9488 | 15 | 16 | 663.02 | 687.7693 | 15 | 16 | 543.01 | 563.2795 | 15 | 16 | 387.4 | 401.8609 | 15 | 16 | 262.23 | 272.0185 | 15 | 16 | 153.73 | 159.4684
15 | 17 | 0.29 | 0.4011 | 15 | 17 | 160.16 | 166.1385 | 15 | 17 | 251.14 | 260.5146 | 15 | 17 | 176.72 | 183.3166 | 15 | 17 | 135.82 | 140.8899 | 15 | 17 | 540.95 | 561.1426 | 15 | 17 | 543.75 | 564.0471 | 15 | 17 | 473.33 | 490.9985 | 15 | 17 | 346.36 | 359.289 | 15 | 17 | 198.94 | 206.366 | 15 | 17 | 82.47 | 85.5484 | 15 | 17 | 24.2 | 25.1033
15 | 18 | 0 | 0 | 15 | 18 | 0.64 | 0.66389 | 15 | 18 | 89.96 | 93.318 | 15 | 18 | 54.17 | 56.1921 | 15 | 18 | 49.19 | 51.0262 | 15 | 18 | 302.81 | 314.1133 | 15 | 18 | 341.18 | 353.9156 | 15 | 18 | 260.24 | 269.9543 | 15 | 18 | 132.1 | 137.031 | 15 | 18 | 15.74 | 16.3275 | 15 | 18 | 0 | 0 | 15 | 18 | 0 | 0
15 | 19 | 0 | 0 | 15 | 19 | 0 | 0 | 15 | 19 | 0 | 0 | 15 | 19 | 0.16 | 0.16597 | 15 | 19 | 7.12 | 7.3858 | 15 | 19 | 2.15 | 2.2303 | 15 | 19 | 135.83 | 140.9003 | 15 | 19 | 54.18 | 56.2024 | 15 | 19 | 0 | 0 | 15 | 19 | 0 | 0 | 15 | 19 | 0 | 0 | 15 | 19 | 0 | 0
15 | 20 | 0 | 0 | 15 | 20 | 0 | 0 | 15 | 20 | 0 | 0 | 15 | 20 | 0 | 0 | 15 | 20 | 0 | 0 | 15 | 20 | 0 | 0 | 15 | 20 | 0 | 0 | 15 | 20 | 0 | 0 | 15 | 20 | 0 | 0 | 15 | 20 | 0 | 0 | 15 | 20 | 0 | 0 | 15 | 20 | 0 | 0
15 | 21 | 0 | 0 | 15 | 21 | 0 | 0 | 15 | 21 | 0 | 0 | 15 | 21 | 0 | 0 | 15 | 21 | 0 | 0 | 15 | 21 | 0 | 0 | 15 | 21 | 0 | 0 | 15 | 21 | 0 | 0 | 15 | 21 | 0 | 0 | 15 | 21 | 0 | 0 | 15 | 21 | 0 | 0 | 15 | 21 | 0 | 0
15 | 22 | 0 | 0 | 15 | 22 | 0 | 0 | 15 | 22 | 0 | 0 | 15 | 22 | 0 | 0 | 15 | 22 | 0 | 0 | 15 | 22 | 0 | 0 | 15 | 22 | 0 | 0 | 15 | 22 | 0 | 0 | 15 | 22 | 0 | 0 | 15 | 22 | 0 | 0 | 15 | 22 | 0 | 0 | 15 | 22 | 0 | 0
15 | 23 | 0 | 0 | 15 | 23 | 0 | 0 | 15 | 23 | 0 | 0 | 15 | 23 | 0 | 0 | 15 | 23 | 0 | 0 | 15 | 23 | 0 | 0 | 15 | 23 | 0 | 0 | 15 | 23 | 0 | 0 | 15 | 23 | 0 | 0 | 15 | 23 | 0 | 0 | 15 | 23 | 0 | 0 | 15 | 23 | 0 | 0
16 | 0 | 0 | 0 | 16 | 0 | 0 | 0 | 16 | 0 | 0 | 0 | 16 | 0 | 0 | 0 | 16 | 0 | 0 | 0 | 16 | 0 | 0 | 0 | 16 | 0 | 0 | 0 | 16 | 0 | 0 | 0 | 16 | 0 | 0 | 0 | 16 | 0 | 0 | 0 | 16 | 0 | 0 | 0 | 16 | 0 | 0 | 0
16 | 1 | 0 | 0 | 16 | 1 | 0 | 0 | 16 | 1 | 0 | 0 | 16 | 1 | 0 | 0 | 16 | 1 | 0 | 0 | 16 | 1 | 0 | 0 | 16 | 1 | 0 | 0 | 16 | 1 | 0 | 0 | 16 | 1 | 0 | 0 | 16 | 1 | 0 | 0 | 16 | 1 | 0 | 0 | 16 | 1 | 0 | 0
16 | 2 | 0 | 0 | 16 | 2 | 0 | 0 | 16 | 2 | 0 | 0 | 16 | 2 | 0 | 0 | 16 | 2 | 0 | 0 | 16 | 2 | 0 | 0 | 16 | 2 | 0 | 0 | 16 | 2 | 0 | 0 | 16 | 2 | 0 | 0 | 16 | 2 | 0 | 0 | 16 | 2 | 0 | 0 | 16 | 2 | 0 | 0
16 | 3 | 0 | 0 | 16 | 3 | 0 | 0 | 16 | 3 | 0 | 0 | 16 | 3 | 0 | 0 | 16 | 3 | 0 | 0 | 16 | 3 | 0 | 0 | 16 | 3 | 0 | 0 | 16 | 3 | 0 | 0 | 16 | 3 | 0 | 0 | 16 | 3 | 0 | 0 | 16 | 3 | 0 | 0 | 16 | 3 | 0 | 0
16 | 4 | 0 | 0 | 16 | 4 | 0 | 0 | 16 | 4 | 0 | 0 | 16 | 4 | 0 | 0 | 16 | 4 | 0 | 0 | 16 | 4 | 0 | 0 | 16 | 4 | 0 | 0 | 16 | 4 | 0 | 0 | 16 | 4 | 0 | 0 | 16 | 4 | 0 | 0 | 16 | 4 | 0 | 0 | 16 | 4 | 0 | 0
16 | 5 | 0 | 0 | 16 | 5 | 0 | 0 | 16 | 5 | 0 | 0 | 16 | 5 | 0 | 0 | 16 | 5 | 0 | 0 | 16 | 5 | 0 | 0 | 16 | 5 | 0 | 0 | 16 | 5 | 0 | 0 | 16 | 5 | 0 | 0 | 16 | 5 | 0 | 0 | 16 | 5 | 0 | 0 | 16 | 5 | 0 | 0
16 | 6 | 0 | 0 | 16 | 6 | 0 | 0 | 16 | 6 | 0 | 0 | 16 | 6 | 0 | 0 | 16 | 6 | 0.28 | 0.29045 | 16 | 6 | 0.66 | 0.68464 | 16 | 6 | 13.83 | 14.3462 | 16 | 6 | 0 | 0 | 16 | 6 | 0 | 0 | 16 | 6 | 0 | 0 | 16 | 6 | 0 | 0 | 16 | 6 | 0 | 0
16 | 7 | 0 | 0 | 16 | 7 | 0 | 0 | 16 | 7 | 0 | 0 | 16 | 7 | 16.39 | 17.0018 | 16 | 7 | 80.86 | 83.8783 | 16 | 7 | 25.42 | 26.3689 | 16 | 7 | 191.82 | 198.9803 | 16 | 7 | 50.76 | 52.6548 | 16 | 7 | 4.59 | 4.7613 | 16 | 7 | 0 | 0 | 16 | 7 | 0 | 0 | 16 | 7 | 0 | 0
16 | 8 | 0 | 0 | 16 | 8 | 3.67 | 3.807 | 16 | 8 | 14.54 | 15.0828 | 16 | 8 | 142.75 | 148.0786 | 16 | 8 | 227.84 | 236.3448 | 16 | 8 | 237.97 | 246.853 | 16 | 8 | 401.57 | 416.5598 | 16 | 8 | 177.76 | 184.3954 | 16 | 8 | 190.15 | 197.2479 | 16 | 8 | 19.96 | 20.7051 | 16 | 8 | 0 | 0 | 16 | 8 | 0 | 0
16 | 9 | 58.13 | 80.3998 | 16 | 9 | 81.52 | 84.563 | 16 | 9 | 22.31 | 23.1428 | 16 | 9 | 496.4 | 514.9297 | 16 | 9 | 282.23 | 292.7651 | 16 | 9 | 328.8 | 341.0735 | 16 | 9 | 601.61 | 624.0669 | 16 | 9 | 285.84 | 296.5099 | 16 | 9 | 403.66 | 418.7279 | 16 | 9 | 46.54 | 48.2772 | 16 | 9 | 128.84 | 133.6494 | 16 | 9 | 74.56 | 77.3432
16 | 10 | 221.57 | 306.4544 | 16 | 10 | 212.06 | 219.9758 | 16 | 10 | 257.25 | 266.8526 | 16 | 10 | 688.84 | 714.5531 | 16 | 10 | 547.36 | 567.7919 | 16 | 10 | 298.59 | 309.7358 | 16 | 10 | 773.26 | 802.1243 | 16 | 10 | 461.03 | 478.2394 | 16 | 10 | 591 | 613.0609 | 16 | 10 | 54.59 | 56.6277 | 16 | 10 | 302.38 | 313.6673 | 16 | 10 | 63.5 | 65.8703
16 | 11 | 326.47 | 451.542 | 16 | 11 | 340.38 | 353.0857 | 16 | 11 | 106.52 | 110.4962 | 16 | 11 | 830.43 | 861.4284 | 16 | 11 | 830.95 | 861.9678 | 16 | 11 | 242.91 | 251.9774 | 16 | 11 | 903.22 | 936.9355 | 16 | 11 | 653.51 | 677.9043 | 16 | 11 | 733.43 | 760.8075 | 16 | 11 | 126.83 | 131.5643 | 16 | 11 | 439.59 | 455.9991 | 16 | 11 | 366.61 | 380.2948
16 | 12 | 116.41 | 161.0071 | 16 | 12 | 404.14 | 419.2258 | 16 | 12 | 402.2 | 417.2134 | 16 | 12 | 917.11 | 951.344 | 16 | 12 | 956.46 | 992.1628 | 16 | 12 | 786.66 | 816.0245 | 16 | 12 | 978.88 | 1015.4197 | 16 | 12 | 403.51 | 418.5723 | 16 | 12 | 607.53 | 630.2079 | 16 | 12 | 265.16 | 275.0579 | 16 | 12 | 525.39 | 545.0018 | 16 | 12 | 277.29 | 287.6407
16 | 13 | 118.23 | 163.5244 | 16 | 13 | 424.04 | 439.8686 | 16 | 13 | 446.53 | 463.1981 | 16 | 13 | 819.4 | 849.9866 | 16 | 13 | 371.11 | 384.9628 | 16 | 13 | 492.17 | 510.5418 | 16 | 13 | 997.87 | 1035.1186 | 16 | 13 | 578.16 | 599.7416 | 16 | 13 | 546.77 | 567.1799 | 16 | 13 | 171.39 | 177.7877 | 16 | 13 | 547.95 | 568.4039 | 16 | 13 | 342.27 | 355.0463
16 | 14 | 47.71 | 65.9879 | 16 | 14 | 378.15 | 392.2656 | 16 | 14 | 171.39 | 177.7877 | 16 | 14 | 720.36 | 747.2497 | 16 | 14 | 217.65 | 225.7745 | 16 | 14 | 231.88 | 240.5356 | 16 | 14 | 958.43 | 994.2064 | 16 | 14 | 528.78 | 548.5183 | 16 | 14 | 282.09 | 292.6199 | 16 | 14 | 197.01 | 204.364 | 16 | 14 | 507.29 | 526.2262 | 16 | 14 | 377.6 | 391.6951
16 | 15 | 83.68 | 115.7382 | 16 | 15 | 320.74 | 332.7126 | 16 | 15 | 58.67 | 60.86 | 16 | 15 | 576.39 | 597.9055 | 16 | 15 | 199.6 | 207.0507 | 16 | 15 | 316.09 | 327.889 | 16 | 15 | 863.48 | 895.7121 | 16 | 15 | 453.83 | 470.7706 | 16 | 15 | 252.59 | 262.0187 | 16 | 15 | 110.17 | 114.2824 | 16 | 15 | 406.55 | 421.7257 | 16 | 15 | 323.93 | 336.0217
16 | 16 | 107.58 | 148.7943 | 16 | 16 | 195.2 | 202.4864 | 16 | 16 | 42.47 | 44.0553 | 16 | 16 | 414.41 | 429.8791 | 16 | 16 | 436.52 | 452.8145 | 16 | 16 | 289.25 | 300.0471 | 16 | 16 | 720.38 | 747.2704 | 16 | 16 | 351.07 | 364.1748 | 16 | 16 | 259.1 | 268.7717 | 16 | 16 | 53.74 | 55.746 | 16 | 16 | 256.46 | 266.0332 | 16 | 16 | 110.93 | 115.0708
16 | 17 | 11.05 | 15.2833 | 16 | 17 | 51.66 | 53.5884 | 16 | 17 | 22.11 | 22.9353 | 16 | 17 | 374.59 | 388.5727 | 16 | 17 | 534.76 | 554.7216 | 16 | 17 | 401.05 | 416.0204 | 16 | 17 | 540.74 | 560.9248 | 16 | 17 | 253.37 | 262.8278 | 16 | 17 | 172.09 | 178.5138 | 16 | 17 | 7.8 | 8.0912 | 16 | 17 | 78.82 | 81.7622 | 16 | 17 | 6.92 | 7.1783
16 | 18 | 0 | 0 | 16 | 18 | 0 | 0 | 16 | 18 | 7.29 | 7.5621 | 16 | 18 | 172.62 | 179.0636 | 16 | 18 | 325.32 | 337.4636 | 16 | 18 | 359.73 | 373.158 | 16 | 18 | 338.56 | 351.1978 | 16 | 18 | 104.88 | 108.795 | 16 | 18 | 32.78 | 34.0036 | 16 | 18 | 0 | 0 | 16 | 18 | 0 | 0 | 16 | 18 | 0 | 0
16 | 19 | 0 | 0 | 16 | 19 | 0 | 0 | 16 | 19 | 0 | 0 | 16 | 19 | 5.46 | 5.6638 | 16 | 19 | 115.03 | 119.3238 | 16 | 19 | 158.6 | 164.5202 | 16 | 19 | 133.75 | 138.7426 | 16 | 19 | 3.23 | 3.3506 | 16 | 19 | 0 | 0 | 16 | 19 | 0 | 0 | 16 | 19 | 0 | 0 | 16 | 19 | 0 | 0
16 | 20 | 0 | 0 | 16 | 20 | 0 | 0 | 16 | 20 | 0 | 0 | 16 | 20 | 0 | 0 | 16 | 20 | 0 | 0 | 16 | 20 | 2.37 | 2.4585 | 16 | 20 | 0 | 0 | 16 | 20 | 0 | 0 | 16 | 20 | 0 | 0 | 16 | 20 | 0 | 0 | 16 | 20 | 0 | 0 | 16 | 20 | 0 | 0
16 | 21 | 0 | 0 | 16 | 21 | 0 | 0 | 16 | 21 | 0 | 0 | 16 | 21 | 0 | 0 | 16 | 21 | 0 | 0 | 16 | 21 | 0 | 0 | 16 | 21 | 0 | 0 | 16 | 21 | 0 | 0 | 16 | 21 | 0 | 0 | 16 | 21 | 0 | 0 | 16 | 21 | 0 | 0 | 16 | 21 | 0 | 0
16 | 22 | 0 | 0 | 16 | 22 | 0 | 0 | 16 | 22 | 0 | 0 | 16 | 22 | 0 | 0 | 16 | 22 | 0 | 0 | 16 | 22 | 0 | 0 | 16 | 22 | 0 | 0 | 16 | 22 | 0 | 0 | 16 | 22 | 0 | 0 | 16 | 22 | 0 | 0 | 16 | 22 | 0 | 0 | 16 | 22 | 0 | 0
16 | 23 | 0 | 0 | 16 | 23 | 0 | 0 | 16 | 23 | 0 | 0 | 16 | 23 | 0 | 0 | 16 | 23 | 0 | 0 | 16 | 23 | 0 | 0 | 16 | 23 | 0 | 0 | 16 | 23 | 0 | 0 | 16 | 23 | 0 | 0 | 16 | 23 | 0 | 0 | 16 | 23 | 0 | 0 | 16 | 23 | 0 | 0
17 | 0 | 0 | 0 | 17 | 0 | 0 | 0 | 17 | 0 | 0 | 0 | 17 | 0 | 0 | 0 | 17 | 0 | 0 | 0 | 17 | 0 | 0 | 0 | 17 | 0 | 0 | 0 | 17 | 0 | 0 | 0 | 17 | 0 | 0 | 0 | 17 | 0 | 0 | 0 | 17 | 0 | 0 | 0 | 17 | 0 | 0 | 0
17 | 1 | 0 | 0 | 17 | 1 | 0 | 0 | 17 | 1 | 0 | 0 | 17 | 1 | 0 | 0 | 17 | 1 | 0 | 0 | 17 | 1 | 0 | 0 | 17 | 1 | 0 | 0 | 17 | 1 | 0 | 0 | 17 | 1 | 0 | 0 | 17 | 1 | 0 | 0 | 17 | 1 | 0 | 0 | 17 | 1 | 0 | 0
17 | 2 | 0 | 0 | 17 | 2 | 0 | 0 | 17 | 2 | 0 | 0 | 17 | 2 | 0 | 0 | 17 | 2 | 0 | 0 | 17 | 2 | 0 | 0 | 17 | 2 | 0 | 0 | 17 | 2 | 0 | 0 | 17 | 2 | 0 | 0 | 17 | 2 | 0 | 0 | 17 | 2 | 0 | 0 | 17 | 2 | 0 | 0
17 | 3 | 0 | 0 | 17 | 3 | 0 | 0 | 17 | 3 | 0 | 0 | 17 | 3 | 0 | 0 | 17 | 3 | 0 | 0 | 17 | 3 | 0 | 0 | 17 | 3 | 0 | 0 | 17 | 3 | 0 | 0 | 17 | 3 | 0 | 0 | 17 | 3 | 0 | 0 | 17 | 3 | 0 | 0 | 17 | 3 | 0 | 0
17 | 4 | 0 | 0 | 17 | 4 | 0 | 0 | 17 | 4 | 0 | 0 | 17 | 4 | 0 | 0 | 17 | 4 | 0 | 0 | 17 | 4 | 0 | 0 | 17 | 4 | 0 | 0 | 17 | 4 | 0 | 0 | 17 | 4 | 0 | 0 | 17 | 4 | 0 | 0 | 17 | 4 | 0 | 0 | 17 | 4 | 0 | 0
17 | 5 | 0 | 0 | 17 | 5 | 0 | 0 | 17 | 5 | 0 | 0 | 17 | 5 | 0 | 0 | 17 | 5 | 0 | 0 | 17 | 5 | 0 | 0 | 17 | 5 | 0 | 0 | 17 | 5 | 0 | 0 | 17 | 5 | 0 | 0 | 17 | 5 | 0 | 0 | 17 | 5 | 0 | 0 | 17 | 5 | 0 | 0
17 | 6 | 0 | 0 | 17 | 6 | 0 | 0 | 17 | 6 | 0 | 0 | 17 | 6 | 0 | 0 | 17 | 6 | 0.27 | 0.28008 | 17 | 6 | 27.88 | 28.9207 | 17 | 6 | 12.67 | 13.1429 | 17 | 6 | 0 | 0 | 17 | 6 | 0 | 0 | 17 | 6 | 0 | 0 | 17 | 6 | 0 | 0 | 17 | 6 | 0 | 0
17 | 7 | 0 | 0 | 17 | 7 | 0 | 0 | 17 | 7 | 0 | 0 | 17 | 7 | 36.36 | 37.7172 | 17 | 7 | 120.53 | 125.0292 | 17 | 7 | 168.96 | 175.267 | 17 | 7 | 189.99 | 197.082 | 17 | 7 | 81.02 | 84.0443 | 17 | 7 | 0 | 0 | 17 | 7 | 0 | 0 | 17 | 7 | 0 | 0 | 17 | 7 | 0 | 0
17 | 8 | 0 | 0 | 17 | 8 | 1.47 | 1.5249 | 17 | 8 | 38.64 | 40.0824 | 17 | 8 | 216.38 | 224.4571 | 17 | 8 | 46.37 | 48.1009 | 17 | 8 | 142.54 | 147.8607 | 17 | 8 | 400 | 414.9312 | 17 | 8 | 310.53 | 322.1215 | 17 | 8 | 3.84 | 3.9833 | 17 | 8 | 11.66 | 12.0952 | 17 | 8 | 0 | 0 | 17 | 8 | 0 | 0
17 | 9 | 40.06 | 55.4072 | 17 | 9 | 4.82 | 4.9999 | 17 | 9 | 151.83 | 157.4975 | 17 | 9 | 286.24 | 296.9248 | 17 | 9 | 110.74 | 114.8737 | 17 | 9 | 141.15 | 146.4189 | 17 | 9 | 600.85 | 623.2786 | 17 | 9 | 517.22 | 536.5268 | 17 | 9 | 61.88 | 64.1899 | 17 | 9 | 204.16 | 211.7809 | 17 | 9 | 125.11 | 129.7801 | 17 | 9 | 71.99 | 74.6772
17 | 10 | 67.32 | 93.1106 | 17 | 10 | 102.32 | 106.1394 | 17 | 10 | 303.54 | 314.8706 | 17 | 10 | 256.47 | 266.0435 | 17 | 10 | 121.4 | 125.9316 | 17 | 10 | 240.65 | 249.633 | 17 | 10 | 773.6 | 802.477 | 17 | 10 | 139.43 | 144.6347 | 17 | 10 | 325.31 | 337.4532 | 17 | 10 | 421.69 | 437.4309 | 17 | 10 | 297.28 | 308.3769 | 17 | 10 | 192.57 | 199.7583
17 | 11 | 27.06 | 37.4268 | 17 | 11 | 153.82 | 159.5618 | 17 | 11 | 579.74 | 601.3806 | 17 | 11 | 310.46 | 322.0489 | 17 | 11 | 589.93 | 611.951 | 17 | 11 | 463.26 | 480.5526 | 17 | 11 | 904.33 | 938.0869 | 17 | 11 | 610.98 | 633.7867 | 17 | 11 | 599.35 | 621.7226 | 17 | 11 | 559.38 | 580.2606 | 17 | 11 | 433.81 | 450.0033 | 17 | 11 | 298.35 | 309.4868
17 | 12 | 123.82 | 171.256 | 17 | 12 | 68.51 | 71.0673 | 17 | 12 | 629.15 | 652.635 | 17 | 12 | 564.24 | 585.302 | 17 | 12 | 896.67 | 930.141 | 17 | 12 | 1013.8 | 1051.6432 | 17 | 12 | 975.43 | 1011.8409 | 17 | 12 | 514.49 | 533.6949 | 17 | 12 | 543.89 | 564.1924 | 17 | 12 | 640.38 | 664.2842 | 17 | 12 | 520.79 | 540.2301 | 17 | 12 | 265.27 | 275.172
17 | 13 | 73.09 | 101.0911 | 17 | 13 | 57.43 | 59.5738 | 17 | 13 | 762.09 | 790.5374 | 17 | 13 | 605.95 | 628.569 | 17 | 13 | 847.7 | 879.343 | 17 | 13 | 1033.71 | 1072.2964 | 17 | 13 | 996.26 | 1033.4485 | 17 | 13 | 202.33 | 209.8826 | 17 | 13 | 577.39 | 598.9429 | 17 | 13 | 663.2 | 687.956 | 17 | 13 | 543.47 | 563.7567 | 17 | 13 | 272.09 | 282.2466
17 | 14 | 60.96 | 84.314 | 17 | 14 | 54.11 | 56.1298 | 17 | 14 | 694.7 | 720.6318 | 17 | 14 | 477.96 | 495.8013 | 17 | 14 | 434.09 | 450.2937 | 17 | 14 | 994.42 | 1031.5398 | 17 | 14 | 958.78 | 994.5694 | 17 | 14 | 231.36 | 239.9962 | 17 | 14 | 671.74 | 696.8148 | 17 | 14 | 616.05 | 639.046 | 17 | 14 | 503.27 | 522.0561 | 17 | 14 | 234.12 | 242.8593
17 | 15 | 45.05 | 62.3088 | 17 | 15 | 50.06 | 51.9286 | 17 | 15 | 213.83 | 221.8119 | 17 | 15 | 414.47 | 429.9414 | 17 | 15 | 250.95 | 260.3175 | 17 | 15 | 901.27 | 934.9127 | 17 | 15 | 860.55 | 892.6727 | 17 | 15 | 246.5 | 255.7014 | 17 | 15 | 509.97 | 529.0062 | 17 | 15 | 502.36 | 521.1121 | 17 | 15 | 403.59 | 418.6552 | 17 | 15 | 165.94 | 172.1342
17 | 16 | 38.07 | 52.6548 | 17 | 16 | 14.59 | 15.1346 | 17 | 16 | 67.82 | 70.3516 | 17 | 16 | 259.05 | 268.7198 | 17 | 16 | 225.75 | 234.1768 | 17 | 16 | 760.66 | 789.054 | 17 | 16 | 656.33 | 680.8295 | 17 | 16 | 156.1 | 161.9269 | 17 | 16 | 302.34 | 313.6258 | 17 | 16 | 296.02 | 307.0699 | 17 | 16 | 254.09 | 263.5747 | 17 | 16 | 126.08 | 130.7863
17 | 17 | 51.2 | 70.8149 | 17 | 17 | 0 | 0 | 17 | 17 | 53.83 | 55.8394 | 17 | 17 | 172.24 | 178.6694 | 17 | 17 | 119.91 | 124.386 | 17 | 17 | 580.54 | 602.2104 | 17 | 17 | 397.41 | 412.2446 | 17 | 17 | 317.43 | 329.2791 | 17 | 17 | 156.21 | 162.041 | 17 | 17 | 125.54 | 130.2262 | 17 | 17 | 76.53 | 79.3867 | 17 | 17 | 27.9 | 28.9415
17 | 18 | 0 | 0 | 17 | 18 | 0 | 0 | 17 | 18 | 70.73 | 73.3702 | 17 | 18 | 10.53 | 10.9231 | 17 | 18 | 276.64 | 286.9664 | 17 | 18 | 374.92 | 388.915 | 17 | 18 | 143.63 | 148.9914 | 17 | 18 | 250.86 | 260.2241 | 17 | 18 | 30.8 | 31.9497 | 17 | 18 | 8.48 | 8.7965 | 17 | 18 | 0 | 0 | 17 | 18 | 0 | 0
17 | 19 | 0 | 0 | 17 | 19 | 0 | 0 | 17 | 19 | 0 | 0 | 17 | 19 | 0 | 0 | 17 | 19 | 100.61 | 104.3656 | 17 | 19 | 164.65 | 170.7961 | 17 | 19 | 19.58 | 20.3109 | 17 | 19 | 47.54 | 49.3146 | 17 | 19 | 0 | 0 | 17 | 19 | 0 | 0 | 17 | 19 | 0 | 0 | 17 | 19 | 0 | 0
17 | 20 | 0 | 0 | 17 | 20 | 0 | 0 | 17 | 20 | 0 | 0 | 17 | 20 | 0 | 0 | 17 | 20 | 0 | 0 | 17 | 20 | 2.88 | 2.9875 | 17 | 20 | 0 | 0 | 17 | 20 | 0 | 0 | 17 | 20 | 0 | 0 | 17 | 20 | 0 | 0 | 17 | 20 | 0 | 0 | 17 | 20 | 0 | 0
17 | 21 | 0 | 0 | 17 | 21 | 0 | 0 | 17 | 21 | 0 | 0 | 17 | 21 | 0 | 0 | 17 | 21 | 0 | 0 | 17 | 21 | 0 | 0 | 17 | 21 | 0 | 0 | 17 | 21 | 0 | 0 | 17 | 21 | 0 | 0 | 17 | 21 | 0 | 0 | 17 | 21 | 0 | 0 | 17 | 21 | 0 | 0
17 | 22 | 0 | 0 | 17 | 22 | 0 | 0 | 17 | 22 | 0 | 0 | 17 | 22 | 0 | 0 | 17 | 22 | 0 | 0 | 17 | 22 | 0 | 0 | 17 | 22 | 0 | 0 | 17 | 22 | 0 | 0 | 17 | 22 | 0 | 0 | 17 | 22 | 0 | 0 | 17 | 22 | 0 | 0 | 17 | 22 | 0 | 0
17 | 23 | 0 | 0 | 17 | 23 | 0 | 0 | 17 | 23 | 0 | 0 | 17 | 23 | 0 | 0 | 17 | 23 | 0 | 0 | 17 | 23 | 0 | 0 | 17 | 23 | 0 | 0 | 17 | 23 | 0 | 0 | 17 | 23 | 0 | 0 | 17 | 23 | 0 | 0 | 17 | 23 | 0 | 0 | 17 | 23 | 0 | 0
18 | 0 | 0 | 0 | 18 | 0 | 0 | 0 | 18 | 0 | 0 | 0 | 18 | 0 | 0 | 0 | 18 | 0 | 0 | 0 | 18 | 0 | 0 | 0 | 18 | 0 | 0 | 0 | 18 | 0 | 0 | 0 | 18 | 0 | 0 | 0 | 18 | 0 | 0 | 0 | 18 | 0 | 0 | 0 | 18 | 0 | 0 | 0
18 | 1 | 0 | 0 | 18 | 1 | 0 | 0 | 18 | 1 | 0 | 0 | 18 | 1 | 0 | 0 | 18 | 1 | 0 | 0 | 18 | 1 | 0 | 0 | 18 | 1 | 0 | 0 | 18 | 1 | 0 | 0 | 18 | 1 | 0 | 0 | 18 | 1 | 0 | 0 | 18 | 1 | 0 | 0 | 18 | 1 | 0 | 0
18 | 2 | 0 | 0 | 18 | 2 | 0 | 0 | 18 | 2 | 0 | 0 | 18 | 2 | 0 | 0 | 18 | 2 | 0 | 0 | 18 | 2 | 0 | 0 | 18 | 2 | 0 | 0 | 18 | 2 | 0 | 0 | 18 | 2 | 0 | 0 | 18 | 2 | 0 | 0 | 18 | 2 | 0 | 0 | 18 | 2 | 0 | 0
18 | 3 | 0 | 0 | 18 | 3 | 0 | 0 | 18 | 3 | 0 | 0 | 18 | 3 | 0 | 0 | 18 | 3 | 0 | 0 | 18 | 3 | 0 | 0 | 18 | 3 | 0 | 0 | 18 | 3 | 0 | 0 | 18 | 3 | 0 | 0 | 18 | 3 | 0 | 0 | 18 | 3 | 0 | 0 | 18 | 3 | 0 | 0
18 | 4 | 0 | 0 | 18 | 4 | 0 | 0 | 18 | 4 | 0 | 0 | 18 | 4 | 0 | 0 | 18 | 4 | 0 | 0 | 18 | 4 | 0 | 0 | 18 | 4 | 0 | 0 | 18 | 4 | 0 | 0 | 18 | 4 | 0 | 0 | 18 | 4 | 0 | 0 | 18 | 4 | 0 | 0 | 18 | 4 | 0 | 0
18 | 5 | 0 | 0 | 18 | 5 | 0 | 0 | 18 | 5 | 0 | 0 | 18 | 5 | 0 | 0 | 18 | 5 | 0 | 0 | 18 | 5 | 0 | 0 | 18 | 5 | 0 | 0 | 18 | 5 | 0 | 0 | 18 | 5 | 0 | 0 | 18 | 5 | 0 | 0 | 18 | 5 | 0 | 0 | 18 | 5 | 0 | 0
18 | 6 | 0 | 0 | 18 | 6 | 0 | 0 | 18 | 6 | 0 | 0 | 18 | 6 | 0 | 0 | 18 | 6 | 0 | 0 | 18 | 6 | 31.96 | 33.153 | 18 | 6 | 0 | 0 | 18 | 6 | 0 | 0 | 18 | 6 | 0 | 0 | 18 | 6 | 0 | 0 | 18 | 6 | 0 | 0 | 18 | 6 | 0 | 0
18 | 7 | 0 | 0 | 18 | 7 | 0 | 0 | 18 | 7 | 0 | 0 | 18 | 7 | 4.6 | 4.7717 | 18 | 7 | 10.21 | 10.5911 | 18 | 7 | 223.38 | 231.7183 | 18 | 7 | 42.65 | 44.242 | 18 | 7 | 91.56 | 94.9778 | 18 | 7 | 1.91 | 1.9813 | 18 | 7 | 0 | 0 | 18 | 7 | 0 | 0 | 18 | 7 | 0 | 0
18 | 8 | 0 | 0 | 18 | 8 | 0 | 0 | 18 | 8 | 140 | 145.2259 | 18 | 8 | 82.71 | 85.7974 | 18 | 8 | 45.85 | 47.5615 | 18 | 8 | 435.05 | 451.2896 | 18 | 8 | 144.7 | 150.1014 | 18 | 8 | 168.63 | 174.9246 | 18 | 8 | 174.92 | 181.4494 | 18 | 8 | 49.19 | 51.0262 | 18 | 8 | 0 | 0 | 18 | 8 | 0 | 0
18 | 9 | 3.74 | 5.1728 | 18 | 9 | 15.01 | 15.5703 | 18 | 9 | 376.99 | 391.0623 | 18 | 9 | 415.51 | 431.0202 | 18 | 9 | 131.14 | 136.0352 | 18 | 9 | 635.5 | 659.222 | 18 | 9 | 307.63 | 319.1132 | 18 | 9 | 231.98 | 240.6394 | 18 | 9 | 383.43 | 397.7427 | 18 | 9 | 241.91 | 250.94 | 18 | 9 | 123.88 | 128.5042 | 18 | 9 | 0.15 | 0.1556
18 | 10 | 22.35 | 30.9124 | 18 | 10 | 77.02 | 79.895 | 18 | 10 | 446.8 | 463.4782 | 18 | 10 | 388.47 | 402.9708 | 18 | 10 | 770.66 | 799.4273 | 18 | 10 | 806.59 | 836.6985 | 18 | 10 | 547.64 | 568.0824 | 18 | 10 | 360.41 | 373.8634 | 18 | 10 | 543.89 | 564.1924 | 18 | 10 | 403.14 | 418.1884 | 18 | 10 | 297.05 | 308.1383 | 18 | 10 | 13.6 | 14.1077
18 | 11 | 102.07 | 141.1734 | 18 | 11 | 132.99 | 137.9543 | 18 | 11 | 515.87 | 535.1264 | 18 | 11 | 514.03 | 533.2178 | 18 | 11 | 245.1 | 254.2491 | 18 | 11 | 935.16 | 970.0677 | 18 | 11 | 826.99 | 857.86 | 18 | 11 | 541.51 | 561.7235 | 18 | 11 | 707.8 | 734.2208 | 18 | 11 | 97.72 | 101.3677 | 18 | 11 | 433.92 | 450.1174 | 18 | 11 | 35.17 | 36.4828
18 | 12 | 117.81 | 162.9435 | 18 | 12 | 138.02 | 143.172 | 18 | 12 | 305.38 | 316.7792 | 18 | 12 | 878.03 | 910.8052 | 18 | 12 | 181.84 | 188.6277 | 18 | 12 | 1014.3 | 1052.1619 | 18 | 12 | 979.05 | 1015.5961 | 18 | 12 | 492.35 | 510.7285 | 18 | 12 | 785.08 | 814.3855 | 18 | 12 | 280.33 | 290.7942 | 18 | 12 | 511.57 | 530.6659 | 18 | 12 | 444.67 | 461.2687
18 | 13 | 244.48 | 338.1413 | 18 | 13 | 161.57 | 167.6011 | 18 | 13 | 249.8 | 259.1246 | 18 | 13 | 910.13 | 944.1034 | 18 | 13 | 216.48 | 224.5608 | 18 | 13 | 1034.7 | 1073.3234 | 18 | 13 | 1000.91 | 1038.2721 | 18 | 13 | 686.8 | 712.4369 | 18 | 13 | 804.37 | 834.3956 | 18 | 13 | 551.66 | 572.2524 | 18 | 13 | 533.89 | 553.8191 | 18 | 13 | 471.23 | 488.8201
18 | 14 | 378.25 | 523.1591 | 18 | 14 | 213.15 | 221.1065 | 18 | 14 | 347.01 | 359.9632 | 18 | 14 | 867.67 | 900.0585 | 18 | 14 | 286.47 | 297.1634 | 18 | 14 | 995.12 | 1032.2659 | 18 | 14 | 962.61 | 998.5424 | 18 | 14 | 882.31 | 915.2449 | 18 | 14 | 764.59 | 793.1307 | 18 | 14 | 621.06 | 644.243 | 18 | 14 | 419.78 | 435.4496 | 18 | 14 | 388.88 | 403.3961
18 | 15 | 352.01 | 486.8665 | 18 | 15 | 393.69 | 408.3857 | 18 | 15 | 393.63 | 408.3235 | 18 | 15 | 581.87 | 603.5901 | 18 | 15 | 527.5 | 547.1906 | 18 | 15 | 898.12 | 931.6451 | 18 | 15 | 867.19 | 899.5605 | 18 | 15 | 786.57 | 815.9311 | 18 | 15 | 667.04 | 691.9393 | 18 | 15 | 465.44 | 482.814 | 18 | 15 | 294.86 | 305.8666 | 18 | 15 | 277.38 | 287.7341
18 | 16 | 237.21 | 328.0861 | 18 | 16 | 137.2 | 142.3214 | 18 | 16 | 457.53 | 474.6087 | 18 | 16 | 542.11 | 562.3459 | 18 | 16 | 262.2 | 271.9874 | 18 | 16 | 754.2 | 782.3528 | 18 | 16 | 722.55 | 749.5214 | 18 | 16 | 640.18 | 664.0767 | 18 | 16 | 413.03 | 428.4476 | 18 | 16 | 367.24 | 380.9484 | 18 | 16 | 54.49 | 56.524 | 18 | 16 | 115.33 | 119.635
18 | 17 | 63.81 | 88.2559 | 18 | 17 | 9.21 | 9.5538 | 18 | 17 | 263.06 | 272.8795 | 18 | 17 | 347.76 | 360.7412 | 18 | 17 | 84.46 | 87.6127 | 18 | 17 | 574.88 | 596.3392 | 18 | 17 | 539.94 | 560.0949 | 18 | 17 | 454.38 | 471.3411 | 18 | 17 | 118.04 | 122.4462 | 18 | 17 | 183.16 | 189.997 | 18 | 17 | 17.86 | 18.5267 | 18 | 17 | 15.02 | 15.5807
18 | 18 | 0 | 0 | 18 | 18 | 0.17 | 0.17635 | 18 | 18 | 91.83 | 95.2578 | 18 | 18 | 191.59 | 198.7417 | 18 | 18 | 33.88 | 35.1447 | 18 | 18 | 371.19 | 385.0458 | 18 | 18 | 334.71 | 347.2041 | 18 | 18 | 245.57 | 254.7367 | 18 | 18 | 18.54 | 19.2321 | 18 | 18 | 8.4 | 8.7136 | 18 | 18 | 0 | 0 | 18 | 18 | 0 | 0
18 | 19 | 0 | 0 | 18 | 19 | 0 | 0 | 18 | 19 | 0 | 0 | 18 | 19 | 0.76 | 0.78837 | 18 | 19 | 1.65 | 1.7116 | 18 | 19 | 162.86 | 168.9393 | 18 | 19 | 129.29 | 134.1161 | 18 | 19 | 44.28 | 45.9329 | 18 | 19 | 0 | 0 | 18 | 19 | 0 | 0 | 18 | 19 | 0 | 0 | 18 | 19 | 0 | 0
18 | 20 | 0 | 0 | 18 | 20 | 0 | 0 | 18 | 20 | 0 | 0 | 18 | 20 | 0 | 0 | 18 | 20 | 0 | 0 | 18 | 20 | 2.87 | 2.9771 | 18 | 20 | 0 | 0 | 18 | 20 | 0 | 0 | 18 | 20 | 0 | 0 | 18 | 20 | 0 | 0 | 18 | 20 | 0 | 0 | 18 | 20 | 0 | 0
18 | 21 | 0 | 0 | 18 | 21 | 0 | 0 | 18 | 21 | 0 | 0 | 18 | 21 | 0 | 0 | 18 | 21 | 0 | 0 | 18 | 21 | 0 | 0 | 18 | 21 | 0 | 0 | 18 | 21 | 0 | 0 | 18 | 21 | 0 | 0 | 18 | 21 | 0 | 0 | 18 | 21 | 0 | 0 | 18 | 21 | 0 | 0
18 | 22 | 0 | 0 | 18 | 22 | 0 | 0 | 18 | 22 | 0 | 0 | 18 | 22 | 0 | 0 | 18 | 22 | 0 | 0 | 18 | 22 | 0 | 0 | 18 | 22 | 0 | 0 | 18 | 22 | 0 | 0 | 18 | 22 | 0 | 0 | 18 | 22 | 0 | 0 | 18 | 22 | 0 | 0 | 18 | 22 | 0 | 0
18 | 23 | 0 | 0 | 18 | 23 | 0 | 0 | 18 | 23 | 0 | 0 | 18 | 23 | 0 | 0 | 18 | 23 | 0 | 0 | 18 | 23 | 0 | 0 | 18 | 23 | 0 | 0 | 18 | 23 | 0 | 0 | 18 | 23 | 0 | 0 | 18 | 23 | 0 | 0 | 18 | 23 | 0 | 0 | 18 | 23 | 0 | 0
19 | 0 | 0 | 0 | 19 | 0 | 0 | 0 | 19 | 0 | 0 | 0 | 19 | 0 | 0 | 0 | 19 | 0 | 0 | 0 | 19 | 0 | 0 | 0 | 19 | 0 | 0 | 0 | 19 | 0 | 0 | 0 | 19 | 0 | 0 | 0 | 19 | 0 | 0 | 0 | 19 | 0 | 0 | 0 | 19 | 0 | 0 | 0
19 | 1 | 0 | 0 | 19 | 1 | 0 | 0 | 19 | 1 | 0 | 0 | 19 | 1 | 0 | 0 | 19 | 1 | 0 | 0 | 19 | 1 | 0 | 0 | 19 | 1 | 0 | 0 | 19 | 1 | 0 | 0 | 19 | 1 | 0 | 0 | 19 | 1 | 0 | 0 | 19 | 1 | 0 | 0 | 19 | 1 | 0 | 0
19 | 2 | 0 | 0 | 19 | 2 | 0 | 0 | 19 | 2 | 0 | 0 | 19 | 2 | 0 | 0 | 19 | 2 | 0 | 0 | 19 | 2 | 0 | 0 | 19 | 2 | 0 | 0 | 19 | 2 | 0 | 0 | 19 | 2 | 0 | 0 | 19 | 2 | 0 | 0 | 19 | 2 | 0 | 0 | 19 | 2 | 0 | 0
19 | 3 | 0 | 0 | 19 | 3 | 0 | 0 | 19 | 3 | 0 | 0 | 19 | 3 | 0 | 0 | 19 | 3 | 0 | 0 | 19 | 3 | 0 | 0 | 19 | 3 | 0 | 0 | 19 | 3 | 0 | 0 | 19 | 3 | 0 | 0 | 19 | 3 | 0 | 0 | 19 | 3 | 0 | 0 | 19 | 3 | 0 | 0
19 | 4 | 0 | 0 | 19 | 4 | 0 | 0 | 19 | 4 | 0 | 0 | 19 | 4 | 0 | 0 | 19 | 4 | 0 | 0 | 19 | 4 | 0 | 0 | 19 | 4 | 0 | 0 | 19 | 4 | 0 | 0 | 19 | 4 | 0 | 0 | 19 | 4 | 0 | 0 | 19 | 4 | 0 | 0 | 19 | 4 | 0 | 0
19 | 5 | 0 | 0 | 19 | 5 | 0 | 0 | 19 | 5 | 0 | 0 | 19 | 5 | 0 | 0 | 19 | 5 | 0 | 0 | 19 | 5 | 0 | 0 | 19 | 5 | 0 | 0 | 19 | 5 | 0 | 0 | 19 | 5 | 0 | 0 | 19 | 5 | 0 | 0 | 19 | 5 | 0 | 0 | 19 | 5 | 0 | 0
19 | 6 | 0 | 0 | 19 | 6 | 0 | 0 | 19 | 6 | 0 | 0 | 19 | 6 | 0 | 0 | 19 | 6 | 6.23 | 6.4626 | 19 | 6 | 33.19 | 34.4289 | 19 | 6 | 10.11 | 10.4874 | 19 | 6 | 0 | 0 | 19 | 6 | 0 | 0 | 19 | 6 | 0 | 0 | 19 | 6 | 0 | 0 | 19 | 6 | 0 | 0
19 | 7 | 0 | 0 | 19 | 7 | 0 | 0 | 19 | 7 | 0 | 0 | 19 | 7 | 0.25 | 0.25933 | 19 | 7 | 162.29 | 168.348 | 19 | 7 | 221.53 | 229.7993 | 19 | 7 | 183.01 | 189.8414 | 19 | 7 | 94.46 | 97.986 | 19 | 7 | 0.63 | 0.65352 | 19 | 7 | 0 | 0 | 19 | 7 | 0 | 0 | 19 | 7 | 0 | 0
19 | 8 | 0 | 0 | 19 | 8 | 1.56 | 1.6182 | 19 | 8 | 14.56 | 15.1035 | 19 | 8 | 52.2 | 54.1485 | 19 | 8 | 280.69 | 291.1676 | 19 | 8 | 432.25 | 448.3851 | 19 | 8 | 390.56 | 405.1389 | 19 | 8 | 308.94 | 320.4721 | 19 | 8 | 170 | 176.3458 | 19 | 8 | 25.34 | 26.2859 | 19 | 8 | 0 | 0 | 19 | 8 | 0 | 0
19 | 9 | 109.51 | 151.4637 | 19 | 9 | 95.59 | 99.1582 | 19 | 9 | 73.86 | 76.6171 | 19 | 9 | 484.26 | 502.3365 | 19 | 9 | 431.79 | 447.9079 | 19 | 9 | 632.71 | 656.3279 | 19 | 9 | 588.95 | 610.9344 | 19 | 9 | 519.75 | 539.1513 | 19 | 9 | 377.11 | 391.1868 | 19 | 9 | 125.84 | 130.5374 | 19 | 9 | 116.46 | 120.8072 | 19 | 9 | 74.03 | 76.7934
19 | 10 | 279.72 | 386.8819 | 19 | 10 | 270.44 | 280.535 | 19 | 10 | 161.08 | 167.0928 | 19 | 10 | 226.41 | 234.8615 | 19 | 10 | 464.88 | 482.2331 | 19 | 10 | 804.75 | 834.7898 | 19 | 10 | 759.62 | 787.9752 | 19 | 10 | 702.89 | 729.1275 | 19 | 10 | 560.1 | 581.0075 | 19 | 10 | 69.34 | 71.9283 | 19 | 10 | 284.22 | 294.8294 | 19 | 10 | 236.04 | 244.8509
19 | 11 | 421.13 | 582.4666 | 19 | 11 | 300.64 | 311.8623 | 19 | 11 | 344.98 | 357.8574 | 19 | 11 | 259.72 | 269.4148 | 19 | 11 | 447.75 | 464.4636 | 19 | 11 | 935.11 | 970.0159 | 19 | 11 | 888.99 | 922.1743 | 19 | 11 | 840.83 | 872.2166 | 19 | 11 | 699.86 | 725.9844 | 19 | 11 | 133.86 | 138.8567 | 19 | 11 | 417.7 | 433.2919 | 19 | 11 | 367.72 | 381.4463
19 | 12 | 504.05 | 697.1536 | 19 | 12 | 140.31 | 145.5475 | 19 | 12 | 241.85 | 250.8778 | 19 | 12 | 589.36 | 611.3597 | 19 | 12 | 556.6 | 577.3768 | 19 | 12 | 1013.9 | 1051.7469 | 19 | 12 | 965.33 | 1001.3639 | 19 | 12 | 813.34 | 843.7004 | 19 | 12 | 695.69 | 721.6588 | 19 | 12 | 638.84 | 662.6867 | 19 | 12 | 506.3 | 525.1992 | 19 | 12 | 451.02 | 467.8557
19 | 13 | 526.82 | 728.6469 | 19 | 13 | 352.68 | 365.8449 | 19 | 13 | 247.31 | 256.5416 | 19 | 13 | 436.87 | 453.1775 | 19 | 13 | 619.83 | 642.9671 | 19 | 13 | 1032.89 | 1071.4458 | 19 | 13 | 986.08 | 1022.8885 | 19 | 13 | 903.23 | 936.9458 | 19 | 13 | 750.81 | 778.8363 | 19 | 13 | 662.05 | 686.7631 | 19 | 13 | 528.48 | 548.2071 | 19 | 13 | 473.2 | 490.8636
19 | 14 | 486.93 | 673.4749 | 19 | 14 | 379.35 | 393.5104 | 19 | 14 | 545.56 | 565.9247 | 19 | 14 | 548 | 568.4558 | 19 | 14 | 817.88 | 848.4099 | 19 | 14 | 993.13 | 1030.2016 | 19 | 14 | 948.7 | 984.1132 | 19 | 14 | 903.97 | 937.7135 | 19 | 14 | 669.01 | 693.9829 | 19 | 14 | 621.28 | 644.4712 | 19 | 14 | 488.72 | 506.963 | 19 | 14 | 433.98 | 450.1796
19 | 15 | 387.81 | 536.3816 | 19 | 15 | 112.9 | 117.1143 | 19 | 15 | 474.99 | 492.7205 | 19 | 15 | 651.78 | 676.1097 | 19 | 15 | 670.77 | 695.8086 | 19 | 15 | 898.15 | 931.6762 | 19 | 15 | 855.84 | 887.7869 | 19 | 15 | 803.39 | 833.379 | 19 | 15 | 566.06 | 587.1899 | 19 | 15 | 519.79 | 539.1928 | 19 | 15 | 390.43 | 405.004 | 19 | 15 | 337.22 | 349.8078
19 | 16 | 239.67 | 331.4886 | 19 | 16 | 95.57 | 99.1374 | 19 | 16 | 305.37 | 316.7689 | 19 | 16 | 541.39 | 561.5991 | 19 | 16 | 175.45 | 181.9992 | 19 | 16 | 755.56 | 783.7636 | 19 | 16 | 713.88 | 740.5278 | 19 | 16 | 652.31 | 676.6595 | 19 | 16 | 437 | 453.3124 | 19 | 16 | 367.83 | 381.5604 | 19 | 16 | 243.35 | 252.4338 | 19 | 16 | 193.35 | 200.5674
19 | 17 | 66.06 | 91.3679 | 19 | 17 | 113.49 | 117.7264 | 19 | 17 | 251.37 | 260.7532 | 19 | 17 | 363.34 | 376.9028 | 19 | 17 | 121.66 | 126.2013 | 19 | 17 | 575.73 | 597.2209 | 19 | 17 | 533.9 | 553.8295 | 19 | 17 | 460.58 | 477.7726 | 19 | 17 | 314.1 | 325.8248 | 19 | 17 | 180.49 | 187.2273 | 19 | 17 | 69.98 | 72.5922 | 19 | 17 | 31.8 | 32.987
19 | 18 | 0 | 0 | 19 | 18 | 1.09 | 1.1307 | 19 | 18 | 69.01 | 71.586 | 19 | 18 | 217.78 | 225.9093 | 19 | 18 | 104.78 | 108.6912 | 19 | 18 | 371.46 | 385.3259 | 19 | 18 | 331.13 | 343.4904 | 19 | 18 | 246.55 | 255.7532 | 19 | 18 | 91.8 | 95.2267 | 19 | 18 | 7 | 7.2613 | 19 | 18 | 0 | 0 | 19 | 18 | 0 | 0
19 | 19 | 0 | 0 | 19 | 19 | 0 | 0 | 19 | 19 | 0 | 0 | 19 | 19 | 33.2 | 34.4393 | 19 | 19 | 32.09 | 33.2879 | 19 | 19 | 162.86 | 168.9393 | 19 | 19 | 126.62 | 131.3465 | 19 | 19 | 5.62 | 5.8298 | 19 | 19 | 0 | 0 | 19 | 19 | 0 | 0 | 19 | 19 | 0 | 0 | 19 | 19 | 0 | 0
19 | 20 | 0 | 0 | 19 | 20 | 0 | 0 | 19 | 20 | 0 | 0 | 19 | 20 | 0 | 0 | 19 | 20 | 0 | 0 | 19 | 20 | 2.91 | 3.0186 | 19 | 20 | 0 | 0 | 19 | 20 | 0 | 0 | 19 | 20 | 0 | 0 | 19 | 20 | 0 | 0 | 19 | 20 | 0 | 0 | 19 | 20 | 0 | 0
19 | 21 | 0 | 0 | 19 | 21 | 0 | 0 | 19 | 21 | 0 | 0 | 19 | 21 | 0 | 0 | 19 | 21 | 0 | 0 | 19 | 21 | 0 | 0 | 19 | 21 | 0 | 0 | 19 | 21 | 0 | 0 | 19 | 21 | 0 | 0 | 19 | 21 | 0 | 0 | 19 | 21 | 0 | 0 | 19 | 21 | 0 | 0
19 | 22 | 0 | 0 | 19 | 22 | 0 | 0 | 19 | 22 | 0 | 0 | 19 | 22 | 0 | 0 | 19 | 22 | 0 | 0 | 19 | 22 | 0 | 0 | 19 | 22 | 0 | 0 | 19 | 22 | 0 | 0 | 19 | 22 | 0 | 0 | 19 | 22 | 0 | 0 | 19 | 22 | 0 | 0 | 19 | 22 | 0 | 0
19 | 23 | 0 | 0 | 19 | 23 | 0 | 0 | 19 | 23 | 0 | 0 | 19 | 23 | 0 | 0 | 19 | 23 | 0 | 0 | 19 | 23 | 0 | 0 | 19 | 23 | 0 | 0 | 19 | 23 | 0 | 0 | 19 | 23 | 0 | 0 | 19 | 23 | 0 | 0 | 19 | 23 | 0 | 0 | 19 | 23 | 0 | 0
20 | 0 | 0 | 0 | 20 | 0 | 0 | 0 | 20 | 0 | 0 | 0 | 20 | 0 | 0 | 0 | 20 | 0 | 0 | 0 | 20 | 0 | 0 | 0 | 20 | 0 | 0 | 0 | 20 | 0 | 0 | 0 | 20 | 0 | 0 | 0 | 20 | 0 | 0 | 0 | 20 | 0 | 0 | 0 | 20 | 0 | 0 | 0
20 | 1 | 0 | 0 | 20 | 1 | 0 | 0 | 20 | 1 | 0 | 0 | 20 | 1 | 0 | 0 | 20 | 1 | 0 | 0 | 20 | 1 | 0 | 0 | 20 | 1 | 0 | 0 | 20 | 1 | 0 | 0 | 20 | 1 | 0 | 0 | 20 | 1 | 0 | 0 | 20 | 1 | 0 | 0 | 20 | 1 | 0 | 0
20 | 2 | 0 | 0 | 20 | 2 | 0 | 0 | 20 | 2 | 0 | 0 | 20 | 2 | 0 | 0 | 20 | 2 | 0 | 0 | 20 | 2 | 0 | 0 | 20 | 2 | 0 | 0 | 20 | 2 | 0 | 0 | 20 | 2 | 0 | 0 | 20 | 2 | 0 | 0 | 20 | 2 | 0 | 0 | 20 | 2 | 0 | 0
20 | 3 | 0 | 0 | 20 | 3 | 0 | 0 | 20 | 3 | 0 | 0 | 20 | 3 | 0 | 0 | 20 | 3 | 0 | 0 | 20 | 3 | 0 | 0 | 20 | 3 | 0 | 0 | 20 | 3 | 0 | 0 | 20 | 3 | 0 | 0 | 20 | 3 | 0 | 0 | 20 | 3 | 0 | 0 | 20 | 3 | 0 | 0
20 | 4 | 0 | 0 | 20 | 4 | 0 | 0 | 20 | 4 | 0 | 0 | 20 | 4 | 0 | 0 | 20 | 4 | 0 | 0 | 20 | 4 | 0 | 0 | 20 | 4 | 0 | 0 | 20 | 4 | 0 | 0 | 20 | 4 | 0 | 0 | 20 | 4 | 0 | 0 | 20 | 4 | 0 | 0 | 20 | 4 | 0 | 0
20 | 5 | 0 | 0 | 20 | 5 | 0 | 0 | 20 | 5 | 0 | 0 | 20 | 5 | 0 | 0 | 20 | 5 | 0 | 0 | 20 | 5 | 0 | 0 | 20 | 5 | 0 | 0 | 20 | 5 | 0 | 0 | 20 | 5 | 0 | 0 | 20 | 5 | 0 | 0 | 20 | 5 | 0 | 0 | 20 | 5 | 0 | 0
20 | 6 | 0 | 0 | 20 | 6 | 0 | 0 | 20 | 6 | 0 | 0 | 20 | 6 | 0 | 0 | 20 | 6 | 0 | 0 | 20 | 6 | 32.47 | 33.682 | 20 | 6 | 8.91 | 9.2426 | 20 | 6 | 0 | 0 | 20 | 6 | 0 | 0 | 20 | 6 | 0 | 0 | 20 | 6 | 0 | 0 | 20 | 6 | 0 | 0
20 | 7 | 0 | 0 | 20 | 7 | 0 | 0 | 20 | 7 | 0 | 0 | 20 | 7 | 6.36 | 6.5974 | 20 | 7 | 5.5 | 5.7053 | 20 | 7 | 217.5 | 225.6189 | 20 | 7 | 180.27 | 186.9991 | 20 | 7 | 21.38 | 22.1781 | 20 | 7 | 0 | 0 | 20 | 7 | 0 | 0 | 20 | 7 | 0 | 0 | 20 | 7 | 0 | 0
20 | 8 | 0 | 0 | 20 | 8 | 0.01 | 0.010373 | 20 | 8 | 16.69 | 17.313 | 20 | 8 | 36.97 | 38.35 | 20 | 8 | 19.39 | 20.1138 | 20 | 8 | 425.11 | 440.9785 | 20 | 8 | 387.54 | 402.0061 | 20 | 8 | 128.83 | 133.639 | 20 | 8 | 0 | 0 | 20 | 8 | 41.46 | 43.0076 | 20 | 8 | 0 | 0 | 20 | 8 | 0 | 0
20 | 9 | 40.52 | 56.0434 | 20 | 9 | 5.84 | 6.058 | 20 | 9 | 82.5 | 85.5796 | 20 | 9 | 72.49 | 75.1959 | 20 | 9 | 119.19 | 123.6391 | 20 | 9 | 622.69 | 645.9338 | 20 | 9 | 587.03 | 608.9427 | 20 | 9 | 254.85 | 264.3631 | 20 | 9 | 28.8 | 29.875 | 20 | 9 | 228.55 | 237.0813 | 20 | 9 | 115.03 | 119.3238 | 20 | 9 | 75.2 | 78.0071
20 | 10 | 183.07 | 253.2049 | 20 | 10 | 33.64 | 34.8957 | 20 | 10 | 552.61 | 573.2379 | 20 | 10 | 376.56 | 390.6163 | 20 | 10 | 402.04 | 417.0474 | 20 | 10 | 792.12 | 821.6883 | 20 | 10 | 759.71 | 788.0685 | 20 | 10 | 416.99 | 432.5554 | 20 | 10 | 23.61 | 24.4913 | 20 | 10 | 401.66 | 416.6532 | 20 | 10 | 284.35 | 294.9642 | 20 | 10 | 239.57 | 248.5127
20 | 11 | 322.77 | 446.4245 | 20 | 11 | 143.67 | 149.0329 | 20 | 11 | 702.24 | 728.4533 | 20 | 11 | 374.49 | 388.469 | 20 | 11 | 675.97 | 701.2027 | 20 | 11 | 920.14 | 954.4871 | 20 | 11 | 890.74 | 923.9896 | 20 | 11 | 613.77 | 636.6809 | 20 | 11 | 93.27 | 96.7516 | 20 | 11 | 526.37 | 546.0184 | 20 | 11 | 388.27 | 402.7634 | 20 | 11 | 372.62 | 386.5292
20 | 12 | 443.13 | 612.8949 | 20 | 12 | 114.49 | 118.7637 | 20 | 12 | 763.78 | 792.2904 | 20 | 12 | 345.9 | 358.8118 | 20 | 12 | 574.47 | 595.9139 | 20 | 12 | 996.11 | 1033.2929 | 20 | 12 | 967.61 | 1003.729 | 20 | 12 | 587.66 | 609.5962 | 20 | 12 | 294.73 | 305.7317 | 20 | 12 | 624.85 | 648.1745 | 20 | 12 | 502.18 | 520.9254 | 20 | 12 | 456.85 | 473.9033
20 | 13 | 469.24 | 649.0078 | 20 | 13 | 136.92 | 142.031 | 20 | 13 | 826.95 | 857.8185 | 20 | 13 | 769.46 | 798.1825 | 20 | 13 | 655.65 | 680.1242 | 20 | 13 | 1017.22 | 1055.1909 | 20 | 13 | 988.84 | 1025.7515 | 20 | 13 | 622.4 | 645.633 | 20 | 13 | 497.65 | 516.2263 | 20 | 13 | 647.77 | 671.95 | 20 | 13 | 524.64 | 544.2238 | 20 | 13 | 478.76 | 496.6312
20 | 14 | 413.59 | 572.038 | 20 | 14 | 142.3 | 147.6118 | 20 | 14 | 759.81 | 788.1722 | 20 | 14 | 805.92 | 836.0034 | 20 | 14 | 690.96 | 716.7522 | 20 | 14 | 979.19 | 1015.7413 | 20 | 14 | 950.83 | 986.3227 | 20 | 14 | 579.14 | 600.7582 | 20 | 14 | 439.16 | 455.553 | 20 | 14 | 607.87 | 630.5606 | 20 | 14 | 485.05 | 503.156 | 20 | 14 | 438.86 | 455.2418
20 | 15 | 291.33 | 402.9397 | 20 | 15 | 130.54 | 135.4128 | 20 | 15 | 687.19 | 712.8415 | 20 | 15 | 762.07 | 790.5166 | 20 | 15 | 766.51 | 795.1223 | 20 | 15 | 884.75 | 917.776 | 20 | 15 | 856.92 | 888.9072 | 20 | 15 | 493.94 | 512.3778 | 20 | 15 | 144.6 | 149.9976 | 20 | 15 | 508.62 | 527.6058 | 20 | 15 | 386.61 | 401.0414 | 20 | 15 | 340.64 | 353.3554
20 | 16 | 155.41 | 214.9482 | 20 | 16 | 196.64 | 203.9802 | 20 | 16 | 527.75 | 547.4499 | 20 | 16 | 642.93 | 666.9293 | 20 | 16 | 616.55 | 639.5646 | 20 | 16 | 742.12 | 769.8219 | 20 | 16 | 714.73 | 741.4095 | 20 | 16 | 372.59 | 386.4981 | 20 | 16 | 243.05 | 252.1226 | 20 | 16 | 358.58 | 371.9651 | 20 | 16 | 239.95 | 248.9069 | 20 | 16 | 195.17 | 202.4553
20 | 17 | 25.83 | 35.7256 | 20 | 17 | 132.76 | 137.7157 | 20 | 17 | 329.13 | 341.4158 | 20 | 17 | 323.38 | 335.4512 | 20 | 17 | 535.01 | 554.9809 | 20 | 17 | 561.88 | 582.8539 | 20 | 17 | 534.69 | 554.649 | 20 | 17 | 204.25 | 211.8743 | 20 | 17 | 284.61 | 295.2339 | 20 | 17 | 174.19 | 180.6922 | 20 | 17 | 67.2 | 69.7084 | 20 | 17 | 32.1 | 33.2982
20 | 18 | 0 | 0 | 20 | 18 | 2.09 | 2.168 | 20 | 18 | 111.93 | 116.1081 | 20 | 18 | 124.75 | 129.4067 | 20 | 18 | 89.73 | 93.0794 | 20 | 18 | 362.67 | 376.2078 | 20 | 18 | 331.22 | 343.5838 | 20 | 18 | 74.16 | 76.9283 | 20 | 18 | 106.88 | 110.8696 | 20 | 18 | 2.34 | 2.4273 | 20 | 18 | 0 | 0 | 20 | 18 | 0 | 0
20 | 19 | 0 | 0 | 20 | 19 | 0 | 0 | 20 | 19 | 0 | 0 | 20 | 19 | 10.04 | 10.4148 | 20 | 19 | 11.41 | 11.8359 | 20 | 19 | 158.86 | 164.7899 | 20 | 19 | 125.55 | 130.2365 | 20 | 19 | 2.37 | 2.4585 | 20 | 19 | 0 | 0 | 20 | 19 | 0 | 0 | 20 | 19 | 0 | 0 | 20 | 19 | 0 | 0
20 | 20 | 0 | 0 | 20 | 20 | 0 | 0 | 20 | 20 | 0 | 0 | 20 | 20 | 0 | 0 | 20 | 20 | 0 | 0 | 20 | 20 | 2.8 | 2.9045 | 20 | 20 | 0 | 0 | 20 | 20 | 0 | 0 | 20 | 20 | 0 | 0 | 20 | 20 | 0 | 0 | 20 | 20 | 0 | 0 | 20 | 20 | 0 | 0
20 | 21 | 0 | 0 | 20 | 21 | 0 | 0 | 20 | 21 | 0 | 0 | 20 | 21 | 0 | 0 | 20 | 21 | 0 | 0 | 20 | 21 | 0 | 0 | 20 | 21 | 0 | 0 | 20 | 21 | 0 | 0 | 20 | 21 | 0 | 0 | 20 | 21 | 0 | 0 | 20 | 21 | 0 | 0 | 20 | 21 | 0 | 0
20 | 22 | 0 | 0 | 20 | 22 | 0 | 0 | 20 | 22 | 0 | 0 | 20 | 22 | 0 | 0 | 20 | 22 | 0 | 0 | 20 | 22 | 0 | 0 | 20 | 22 | 0 | 0 | 20 | 22 | 0 | 0 | 20 | 22 | 0 | 0 | 20 | 22 | 0 | 0 | 20 | 22 | 0 | 0 | 20 | 22 | 0 | 0
20 | 23 | 0 | 0 | 20 | 23 | 0 | 0 | 20 | 23 | 0 | 0 | 20 | 23 | 0 | 0 | 20 | 23 | 0 | 0 | 20 | 23 | 0 | 0 | 20 | 23 | 0 | 0 | 20 | 23 | 0 | 0 | 20 | 23 | 0 | 0 | 20 | 23 | 0 | 0 | 20 | 23 | 0 | 0 | 20 | 23 | 0 | 0
21 | 0 | 0 | 0 | 21 | 0 | 0 | 0 | 21 | 0 | 0 | 0 | 21 | 0 | 0 | 0 | 21 | 0 | 0 | 0 | 21 | 0 | 0 | 0 | 21 | 0 | 0 | 0 | 21 | 0 | 0 | 0 | 21 | 0 | 0 | 0 | 21 | 0 | 0 | 0 | 21 | 0 | 0 | 0 | 21 | 0 | 0 | 0
21 | 1 | 0 | 0 | 21 | 1 | 0 | 0 | 21 | 1 | 0 | 0 | 21 | 1 | 0 | 0 | 21 | 1 | 0 | 0 | 21 | 1 | 0 | 0 | 21 | 1 | 0 | 0 | 21 | 1 | 0 | 0 | 21 | 1 | 0 | 0 | 21 | 1 | 0 | 0 | 21 | 1 | 0 | 0 | 21 | 1 | 0 | 0
21 | 2 | 0 | 0 | 21 | 2 | 0 | 0 | 21 | 2 | 0 | 0 | 21 | 2 | 0 | 0 | 21 | 2 | 0 | 0 | 21 | 2 | 0 | 0 | 21 | 2 | 0 | 0 | 21 | 2 | 0 | 0 | 21 | 2 | 0 | 0 | 21 | 2 | 0 | 0 | 21 | 2 | 0 | 0 | 21 | 2 | 0 | 0
21 | 3 | 0 | 0 | 21 | 3 | 0 | 0 | 21 | 3 | 0 | 0 | 21 | 3 | 0 | 0 | 21 | 3 | 0 | 0 | 21 | 3 | 0 | 0 | 21 | 3 | 0 | 0 | 21 | 3 | 0 | 0 | 21 | 3 | 0 | 0 | 21 | 3 | 0 | 0 | 21 | 3 | 0 | 0 | 21 | 3 | 0 | 0
21 | 4 | 0 | 0 | 21 | 4 | 0 | 0 | 21 | 4 | 0 | 0 | 21 | 4 | 0 | 0 | 21 | 4 | 0 | 0 | 21 | 4 | 0 | 0 | 21 | 4 | 0 | 0 | 21 | 4 | 0 | 0 | 21 | 4 | 0 | 0 | 21 | 4 | 0 | 0 | 21 | 4 | 0 | 0 | 21 | 4 | 0 | 0
21 | 5 | 0 | 0 | 21 | 5 | 0 | 0 | 21 | 5 | 0 | 0 | 21 | 5 | 0 | 0 | 21 | 5 | 0 | 0 | 21 | 5 | 0 | 0 | 21 | 5 | 0 | 0 | 21 | 5 | 0 | 0 | 21 | 5 | 0 | 0 | 21 | 5 | 0 | 0 | 21 | 5 | 0 | 0 | 21 | 5 | 0 | 0
21 | 6 | 0 | 0 | 21 | 6 | 0 | 0 | 21 | 6 | 0 | 0 | 21 | 6 | 0 | 0 | 21 | 6 | 0.01 | 0.010373 | 21 | 6 | 32.06 | 33.2567 | 21 | 6 | 7.81 | 8.1015 | 21 | 6 | 0 | 0 | 21 | 6 | 0 | 0 | 21 | 6 | 0 | 0 | 21 | 6 | 0 | 0 | 21 | 6 | 0 | 0
21 | 7 | 0 | 0 | 21 | 7 | 0 | 0 | 21 | 7 | 0.78 | 0.80912 | 21 | 7 | 3.76 | 3.9004 | 21 | 7 | 7.18 | 7.448 | 21 | 7 | 215.59 | 223.6376 | 21 | 7 | 180.21 | 186.9369 | 21 | 7 | 44.41 | 46.0677 | 21 | 7 | 0 | 0 | 21 | 7 | 0 | 0 | 21 | 7 | 0 | 0 | 21 | 7 | 0 | 0
21 | 8 | 0 | 0 | 21 | 8 | 0.79 | 0.81949 | 21 | 8 | 179.19 | 185.8788 | 21 | 8 | 127.04 | 131.7822 | 21 | 8 | 30.24 | 31.3688 | 21 | 8 | 422.17 | 437.9288 | 21 | 8 | 389.98 | 404.5372 | 21 | 8 | 263.29 | 273.1181 | 21 | 8 | 139.33 | 144.5309 | 21 | 8 | 27.71 | 28.7444 | 21 | 8 | 0 | 0 | 21 | 8 | 0 | 0
21 | 9 | 119.57 | 165.3778 | 21 | 9 | 13.78 | 14.2944 | 21 | 9 | 399.35 | 414.257 | 21 | 9 | 74.04 | 76.8038 | 21 | 9 | 71.55 | 74.2208 | 21 | 9 | 619.02 | 642.1268 | 21 | 9 | 590.93 | 612.9883 | 21 | 9 | 498.17 | 516.7657 | 21 | 9 | 370.94 | 384.7865 | 21 | 9 | 76.46 | 79.3141 | 21 | 9 | 112.84 | 117.0521 | 21 | 9 | 74.8 | 77.5921
21 | 10 | 290.31 | 401.529 | 21 | 10 | 41.13 | 42.6653 | 21 | 10 | 592.91 | 615.0422 | 21 | 10 | 108.54 | 112.5916 | 21 | 10 | 228.86 | 237.4029 | 21 | 10 | 787.89 | 817.3004 | 21 | 10 | 763.57 | 792.0726 | 21 | 10 | 685.23 | 710.8083 | 21 | 10 | 538.7 | 558.8086 | 21 | 10 | 157.81 | 163.7007 | 21 | 10 | 281.88 | 292.402 | 21 | 10 | 237.97 | 246.853
21 | 11 | 425.74 | 588.8427 | 21 | 11 | 97.02 | 100.6416 | 21 | 11 | 740.37 | 768.0066 | 21 | 11 | 266.77 | 276.728 | 21 | 11 | 442.86 | 459.3911 | 21 | 11 | 915.82 | 950.0058 | 21 | 11 | 894.32 | 927.7033 | 21 | 11 | 822.08 | 852.7667 | 21 | 11 | 230.99 | 239.6124 | 21 | 11 | 297.92 | 309.0408 | 21 | 11 | 416.19 | 431.7256 | 21 | 11 | 370 | 383.8114
21 | 12 | 509.55 | 704.7607 | 23 | 0 | 114.49 | 118.7637 | 21 | 12 | 712 | 738.5776 | 21 | 12 | 884.11 | 917.1121 | 21 | 12 | 963.55 | 999.5175 | 21 | 12 | 996.5 | 1033.6974 | 21 | 12 | 970.14 | 1006.3535 | 21 | 12 | 676.91 | 702.1778 | 21 | 12 | 777.23 | 806.2425 | 21 | 12 | 274.32 | 284.5598 | 21 | 12 | 502.2 | 520.9462 | 21 | 12 | 410.97 | 426.3107
21 | 13 | 532.13 | 735.9912 | 23 | 0 | 136.92 | 142.031 | 21 | 13 | 824.88 | 855.6712 | 21 | 13 | 451.58 | 468.4366 | 21 | 13 | 671.92 | 697.0015 | 21 | 13 | 1016.71 | 1054.6618 | 21 | 13 | 990.88 | 1027.8676 | 21 | 13 | 677.88 | 703.184 | 21 | 13 | 797.66 | 827.4351 | 21 | 13 | 264.61 | 274.4874 | 21 | 13 | 523.99 | 543.5495 | 21 | 13 | 427.61 | 443.5719
21 | 14 | 492.39 | 681.0266 | 23 | 0 | 142.3 | 147.6118 | 21 | 14 | 806.55 | 836.657 | 21 | 14 | 298.73 | 309.881 | 21 | 14 | 771.71 | 800.5165 | 21 | 14 | 979.28 | 1015.8346 | 21 | 14 | 952.11 | 987.6504 | 21 | 14 | 625.9 | 649.2636 | 21 | 14 | 759.92 | 788.2864 | 21 | 14 | 242.3 | 251.3446 | 21 | 14 | 483.44 | 501.4859 | 21 | 14 | 373.88 | 387.8362
21 | 15 | 393.71 | 544.5419 | 23 | 0 | 130.54 | 135.4128 | 21 | 15 | 699.45 | 725.5591 | 21 | 15 | 672.95 | 698.0699 | 21 | 15 | 867.13 | 899.4983 | 21 | 15 | 887.61 | 920.7428 | 21 | 15 | 858.08 | 890.1105 | 21 | 15 | 523.12 | 542.6471 | 21 | 15 | 655.81 | 680.2901 | 21 | 15 | 416.83 | 432.3895 | 21 | 15 | 384.65 | 399.0082 | 21 | 15 | 271.97 | 282.1221
21 | 16 | 245.73 | 339.8702 | 23 | 0 | 196.64 | 203.9802 | 21 | 16 | 541.34 | 561.5472 | 21 | 16 | 601.05 | 623.486 | 21 | 16 | 722.68 | 749.6563 | 21 | 16 | 747.55 | 775.4546 | 21 | 16 | 715.07 | 741.7622 | 21 | 16 | 332.96 | 345.3888 | 21 | 16 | 505.27 | 524.1308 | 21 | 16 | 296.29 | 307.3499 | 21 | 16 | 237.44 | 246.3032 | 21 | 16 | 139.34 | 144.5413
21 | 17 | 71.03 | 98.2419 | 23 | 0 | 132.76 | 137.7157 | 21 | 17 | 339.67 | 352.3492 | 21 | 17 | 187.98 | 194.9969 | 21 | 17 | 539.55 | 559.6904 | 21 | 17 | 567.94 | 589.1401 | 21 | 17 | 534.38 | 554.3274 | 21 | 17 | 211.86 | 219.7683 | 21 | 17 | 312.81 | 324.4866 | 21 | 17 | 147.17 | 152.6636 | 21 | 17 | 64.79 | 67.2085 | 21 | 17 | 15.38 | 15.9541
21 | 18 | 0 | 0 | 23 | 0 | 2.09 | 2.168 | 21 | 18 | 118.97 | 123.4109 | 21 | 18 | 78.21 | 81.1294 | 21 | 18 | 332.98 | 345.4095 | 21 | 18 | 364.87 | 378.4899 | 21 | 18 | 330.03 | 342.3494 | 21 | 18 | 78.52 | 81.451 | 21 | 18 | 104.66 | 108.5668 | 21 | 18 | 1.61 | 1.6701 | 21 | 18 | 0 | 0 | 21 | 18 | 0 | 0
21 | 19 | 0 | 0 | 23 | 0 | 0 | 0 | 21 | 19 | 0 | 0 | 21 | 19 | 40.76 | 42.2815 | 21 | 19 | 124.88 | 129.5415 | 21 | 19 | 160.27 | 166.2526 | 21 | 19 | 123.82 | 128.442 | 21 | 19 | 35.14 | 36.4517 | 21 | 19 | 0 | 0 | 21 | 19 | 0 | 0 | 21 | 19 | 0 | 0 | 21 | 19 | 0 | 0
21 | 20 | 0 | 0 | 23 | 0 | 0 | 0 | 21 | 20 | 0 | 0 | 21 | 20 | 0 | 0 | 21 | 20 | 0 | 0 | 21 | 20 | 2.83 | 2.9356 | 21 | 20 | 0 | 0 | 21 | 20 | 0 | 0 | 21 | 20 | 0 | 0 | 21 | 20 | 0 | 0 | 21 | 20 | 0 | 0 | 21 | 20 | 0 | 0
21 | 21 | 0 | 0 | 23 | 0 | 0 | 0 | 21 | 21 | 0 | 0 | 21 | 21 | 0 | 0 | 21 | 21 | 0 | 0 | 21 | 21 | 0 | 0 | 21 | 21 | 0 | 0 | 21 | 21 | 0 | 0 | 21 | 21 | 0 | 0 | 21 | 21 | 0 | 0 | 21 | 21 | 0 | 0 | 21 | 21 | 0 | 0
21 | 22 | 0 | 0 | 23 | 0 | 0 | 0 | 21 | 22 | 0 | 0 | 21 | 22 | 0 | 0 | 21 | 22 | 0 | 0 | 21 | 22 | 0 | 0 | 21 | 22 | 0 | 0 | 21 | 22 | 0 | 0 | 21 | 22 | 0 | 0 | 21 | 22 | 0 | 0 | 21 | 22 | 0 | 0 | 21 | 22 | 0 | 0
21 | 23 | 0 | 0 | 23 | 0 | 0 | 0 | 21 | 23 | 0 | 0 | 21 | 23 | 0 | 0 | 21 | 23 | 0 | 0 | 21 | 23 | 0 | 0 | 21 | 23 | 0 | 0 | 21 | 23 | 0 | 0 | 21 | 23 | 0 | 0 | 21 | 23 | 0 | 0 | 21 | 23 | 0 | 0 | 21 | 23 | 0 | 0
22 | 0 | 0 | 0 | 23 | 0 | 0 | 0 | 22 | 0 | 0 | 0 | 22 | 0 | 0 | 0 | 22 | 0 | 0 | 0 | 22 | 0 | 0 | 0 | 22 | 0 | 0 | 0 | 22 | 0 | 0 | 0 | 22 | 0 | 0 | 0 | 22 | 0 | 0 | 0 | 22 | 0 | 0 | 0 | 22 | 0 | 0 | 0
22 | 1 | 0 | 0 | 23 | 0 | 0 | 0 | 22 | 1 | 0 | 0 | 22 | 1 | 0 | 0 | 22 | 1 | 0 | 0 | 22 | 1 | 0 | 0 | 22 | 1 | 0 | 0 | 22 | 1 | 0 | 0 | 22 | 1 | 0 | 0 | 22 | 1 | 0 | 0 | 22 | 1 | 0 | 0 | 22 | 1 | 0 | 0
22 | 2 | 0 | 0 | 23 | 0 | 0 | 0 | 22 | 2 | 0 | 0 | 22 | 2 | 0 | 0 | 22 | 2 | 0 | 0 | 22 | 2 | 0 | 0 | 22 | 2 | 0 | 0 | 22 | 2 | 0 | 0 | 22 | 2 | 0 | 0 | 22 | 2 | 0 | 0 | 22 | 2 | 0 | 0 | 22 | 2 | 0 | 0
22 | 3 | 0 | 0 | 23 | 0 | 0 | 0 | 22 | 3 | 0 | 0 | 22 | 3 | 0 | 0 | 22 | 3 | 0 | 0 | 22 | 3 | 0 | 0 | 22 | 3 | 0 | 0 | 22 | 3 | 0 | 0 | 22 | 3 | 0 | 0 | 22 | 3 | 0 | 0 | 22 | 3 | 0 | 0 | 22 | 3 | 0 | 0
22 | 4 | 0 | 0 | 23 | 0 | 0 | 0 | 22 | 4 | 0 | 0 | 22 | 4 | 0 | 0 | 22 | 4 | 0 | 0 | 22 | 4 | 0 | 0 | 22 | 4 | 0 | 0 | 22 | 4 | 0 | 0 | 22 | 4 | 0 | 0 | 22 | 4 | 0 | 0 | 22 | 4 | 0 | 0 | 22 | 4 | 0 | 0
22 | 5 | 0 | 0 | 23 | 0 | 0 | 0 | 22 | 5 | 0 | 0 | 22 | 5 | 0 | 0 | 22 | 5 | 0 | 0 | 22 | 5 | 0 | 0 | 22 | 5 | 0 | 0 | 22 | 5 | 0 | 0 | 22 | 5 | 0 | 0 | 22 | 5 | 0 | 0 | 22 | 5 | 0 | 0 | 22 | 5 | 0 | 0
22 | 6 | 0 | 0 | 23 | 0 | 0 | 0 | 22 | 6 | 0 | 0 | 22 | 6 | 0 | 0 | 22 | 6 | 0 | 0 | 22 | 6 | 32.29 | 33.4953 | 22 | 6 | 6.83 | 7.085 | 22 | 6 | 0 | 0 | 22 | 6 | 0 | 0 | 22 | 6 | 0 | 0 | 22 | 6 | 0 | 0 | 22 | 6 | 0 | 0
22 | 7 | 0 | 0 | 23 | 0 | 0 | 0 | 22 | 7 | 0 | 0 | 22 | 7 | 7.39 | 7.6659 | 22 | 7 | 18.36 | 19.0453 | 22 | 7 | 216.93 | 225.0276 | 22 | 7 | 178.45 | 185.1112 | 22 | 7 | 16.93 | 17.562 | 22 | 7 | 0 | 0 | 22 | 7 | 0 | 0 | 22 | 7 | 0 | 0 | 22 | 7 | 0 | 0
22 | 8 | 0 | 0 | 23 | 0 | 0.79 | 0.81949 | 22 | 8 | 112.72 | 116.9276 | 22 | 8 | 97.41 | 101.0461 | 22 | 8 | 164.88 | 171.0347 | 22 | 8 | 424.07 | 439.8997 | 22 | 8 | 387.88 | 402.3588 | 22 | 8 | 112.16 | 116.3467 | 22 | 8 | 15.42 | 15.9956 | 22 | 8 | 36.89 | 38.267 | 22 | 8 | 0 | 0 | 22 | 8 | 0 | 0
22 | 9 | 30.28 | 41.8804 | 23 | 0 | 13.78 | 14.2944 | 22 | 9 | 309.92 | 321.4887 | 22 | 9 | 246.34 | 255.5354 | 22 | 9 | 240.22 | 249.187 | 22 | 9 | 621.05 | 644.2326 | 22 | 9 | 587.91 | 609.8556 | 22 | 9 | 226.3 | 234.7473 | 22 | 9 | 62.72 | 65.0612 | 22 | 9 | 230.34 | 238.9382 | 22 | 9 | 107.61 | 111.6269 | 22 | 9 | 74.84 | 77.6336
22 | 10 | 121.5 | 168.0471 | 23 | 0 | 41.13 | 42.6653 | 22 | 10 | 435.63 | 451.8912 | 22 | 10 | 385.76 | 400.1597 | 22 | 10 | 387 | 401.446 | 22 | 10 | 790.04 | 819.5307 | 22 | 10 | 759.31 | 787.6536 | 22 | 10 | 372.39 | 386.2906 | 22 | 10 | 167.13 | 173.3686 | 22 | 10 | 413.7 | 429.1426 | 22 | 10 | 273.33 | 283.5329 | 22 | 10 | 237.8 | 246.6766
22 | 11 | 231.86 | 320.6865 | 23 | 0 | 97.02 | 100.6416 | 22 | 11 | 530.15 | 549.9395 | 22 | 11 | 284.13 | 294.736 | 22 | 11 | 399.91 | 414.8379 | 22 | 11 | 918.03 | 952.2983 | 22 | 11 | 888.51 | 921.6764 | 22 | 11 | 516.78 | 536.0704 | 22 | 11 | 645.08 | 669.1596 | 22 | 11 | 555.26 | 575.9868 | 22 | 11 | 405.02 | 420.1386 | 22 | 11 | 366.92 | 380.6164
22 | 12 | 516.63 | 714.5531 | 23 | 0 | 114.49 | 118.7637 | 22 | 12 | 125.95 | 130.6515 | 22 | 12 | 824.85 | 855.6401 | 22 | 12 | 269.02 | 279.062 | 22 | 12 | 994.44 | 1031.5605 | 22 | 12 | 965.06 | 1001.0838 | 22 | 12 | 918.8 | 953.097 | 22 | 12 | 770.43 | 799.1887 | 22 | 12 | 639.36 | 663.2261 | 22 | 12 | 470.58 | 488.1458 | 22 | 12 | 434.9 | 451.134
22 | 13 | 539.52 | 746.2123 | 23 | 0 | 136.92 | 142.031 | 22 | 13 | 239.88 | 248.8343 | 22 | 13 | 768.9 | 797.6016 | 22 | 13 | 263.55 | 273.3878 | 22 | 13 | 1014.16 | 1052.0166 | 22 | 13 | 985.69 | 1022.4839 | 22 | 13 | 942.88 | 978.0759 | 22 | 13 | 780.55 | 809.6864 | 22 | 13 | 662.3 | 687.0224 | 22 | 13 | 494.57 | 513.0313 | 22 | 13 | 466.01 | 483.4053
22 | 14 | 499.21 | 690.4594 | 23 | 0 | 142.3 | 147.6118 | 22 | 14 | 422.98 | 438.769 | 22 | 14 | 552.64 | 573.269 | 22 | 14 | 181.36 | 188.1298 | 22 | 14 | 976.16 | 1012.5982 | 22 | 14 | 948.07 | 983.4596 | 22 | 14 | 903.34 | 937.0599 | 22 | 14 | 752.35 | 780.4338 | 22 | 14 | 620.2 | 643.3509 | 22 | 14 | 447.93 | 464.6504 | 22 | 14 | 422.21 | 437.9703
22 | 15 | 399.52 | 552.5778 | 23 | 0 | 130.54 | 135.4128 | 22 | 15 | 656.97 | 681.4934 | 22 | 15 | 432.89 | 449.049 | 22 | 15 | 146.58 | 152.0516 | 22 | 15 | 882.79 | 915.7429 | 22 | 15 | 854.91 | 886.8222 | 22 | 15 | 804.59 | 834.6238 | 22 | 15 | 650.51 | 674.7923 | 22 | 15 | 517.96 | 537.2945 | 22 | 15 | 373.5 | 387.442 | 22 | 15 | 215.01 | 223.0359
22 | 16 | 250.45 | 346.3984 | 23 | 0 | 196.64 | 203.9802 | 22 | 16 | 535.63 | 555.624 | 22 | 16 | 289.97 | 300.794 | 22 | 16 | 229.19 | 237.7452 | 22 | 16 | 741.08 | 768.7431 | 22 | 16 | 712.41 | 739.0029 | 22 | 16 | 651.08 | 675.3836 | 22 | 16 | 497.66 | 516.2367 | 22 | 16 | 363.42 | 376.9858 | 22 | 16 | 229.53 | 238.0979 | 22 | 16 | 83.97 | 87.1044
22 | 17 | 74.24 | 102.6816 | 23 | 0 | 132.76 | 137.7157 | 22 | 17 | 327.84 | 340.0776 | 22 | 17 | 276.2 | 286.51 | 22 | 17 | 242.44 | 251.4898 | 22 | 17 | 562.16 | 583.1444 | 22 | 17 | 531.12 | 550.9457 | 22 | 17 | 456.37 | 473.4054 | 22 | 17 | 306.4 | 317.8373 | 22 | 17 | 172.62 | 179.0636 | 22 | 17 | 61.05 | 63.3289 | 22 | 17 | 10.88 | 11.2861
22 | 18 | 0 | 0 | 23 | 0 | 2.09 | 2.168 | 22 | 18 | 118.43 | 122.8508 | 22 | 18 | 120.87 | 125.3818 | 22 | 18 | 89.94 | 93.2973 | 22 | 18 | 361.78 | 375.2846 | 22 | 18 | 323.34 | 335.4097 | 22 | 18 | 239.01 | 247.9318 | 22 | 18 | 99.64 | 103.3594 | 22 | 18 | 2.77 | 2.8734 | 22 | 18 | 0 | 0 | 22 | 18 | 0 | 0
22 | 19 | 0 | 0 | 23 | 0 | 0 | 0 | 22 | 19 | 0 | 0 | 22 | 19 | 24.24 | 25.1448 | 22 | 19 | 99.91 | 103.6394 | 22 | 19 | 158.35 | 164.2609 | 22 | 19 | 92.41 | 95.8595 | 22 | 19 | 33.37 | 34.6156 | 22 | 19 | 0 | 0 | 22 | 19 | 0 | 0 | 22 | 19 | 0 | 0 | 22 | 19 | 0 | 0
22 | 20 | 0 | 0 | 23 | 0 | 0 | 0 | 22 | 20 | 0 | 0 | 22 | 20 | 0 | 0 | 22 | 20 | 0 | 0 | 22 | 20 | 2.84 | 2.946 | 22 | 20 | 0 | 0 | 22 | 20 | 0 | 0 | 22 | 20 | 0 | 0 | 22 | 20 | 0 | 0 | 22 | 20 | 0 | 0 | 22 | 20 | 0 | 0
22 | 21 | 0 | 0 | 23 | 0 | 0 | 0 | 22 | 21 | 0 | 0 | 22 | 21 | 0 | 0 | 22 | 21 | 0 | 0 | 22 | 21 | 0 | 0 | 22 | 21 | 0 | 0 | 22 | 21 | 0 | 0 | 22 | 21 | 0 | 0 | 22 | 21 | 0 | 0 | 22 | 21 | 0 | 0 | 22 | 21 | 0 | 0
22 | 22 | 0 | 0 | 23 | 0 | 0 | 0 | 22 | 22 | 0 | 0 | 22 | 22 | 0 | 0 | 22 | 22 | 0 | 0 | 22 | 22 | 0 | 0 | 22 | 22 | 0 | 0 | 22 | 22 | 0 | 0 | 22 | 22 | 0 | 0 | 22 | 22 | 0 | 0 | 22 | 22 | 0 | 0 | 22 | 22 | 0 | 0
22 | 23 | 0 | 0 | 23 | 0 | 0 | 0 | 22 | 23 | 0 | 0 | 22 | 23 | 0 | 0 | 22 | 23 | 0 | 0 | 22 | 23 | 0 | 0 | 22 | 23 | 0 | 0 | 22 | 23 | 0 | 0 | 22 | 23 | 0 | 0 | 22 | 23 | 0 | 0 | 22 | 23 | 0 | 0 | 22 | 23 | 0 | 0
23 | 0 | 0 | 0 | 23 | 0 | 0 | 0 | 23 | 0 | 0 | 0 | 23 | 0 | 0 | 0 | 23 | 0 | 0 | 0 | 23 | 0 | 0 | 0 | 23 | 0 | 0 | 0 | 23 | 0 | 0 | 0 | 23 | 0 | 0 | 0 | 23 | 0 | 0 | 0 | 23 | 0 | 0 | 0 | 23 | 0 | 0 | 0
23 | 1 | 0 | 0 | 23 | 0 | 0 | 0 | 23 | 1 | 0 | 0 | 23 | 1 | 0 | 0 | 23 | 1 | 0 | 0 | 23 | 1 | 0 | 0 | 23 | 1 | 0 | 0 | 23 | 1 | 0 | 0 | 23 | 1 | 0 | 0 | 23 | 1 | 0 | 0 | 23 | 1 | 0 | 0 | 23 | 1 | 0 | 0
23 | 2 | 0 | 0 | 23 | 0 | 0 | 0 | 23 | 2 | 0 | 0 | 23 | 2 | 0 | 0 | 23 | 2 | 0 | 0 | 23 | 2 | 0 | 0 | 23 | 2 | 0 | 0 | 23 | 2 | 0 | 0 | 23 | 2 | 0 | 0 | 23 | 2 | 0 | 0 | 23 | 2 | 0 | 0 | 23 | 2 | 0 | 0
23 | 3 | 0 | 0 | 23 | 0 | 0 | 0 | 23 | 3 | 0 | 0 | 23 | 3 | 0 | 0 | 23 | 3 | 0 | 0 | 23 | 3 | 0 | 0 | 23 | 3 | 0 | 0 | 23 | 3 | 0 | 0 | 23 | 3 | 0 | 0 | 23 | 3 | 0 | 0 | 23 | 3 | 0 | 0 | 23 | 3 | 0 | 0
23 | 4 | 0 | 0 | 23 | 0 | 0 | 0 | 23 | 4 | 0 | 0 | 23 | 4 | 0 | 0 | 23 | 4 | 0 | 0 | 23 | 4 | 0 | 0 | 23 | 4 | 0 | 0 | 23 | 4 | 0 | 0 | 23 | 4 | 0 | 0 | 23 | 4 | 0 | 0 | 23 | 4 | 0 | 0 | 23 | 4 | 0 | 0
23 | 5 | 0 | 0 | 23 | 0 | 0 | 0 | 23 | 5 | 0 | 0 | 23 | 5 | 0 | 0 | 23 | 5 | 0 | 0 | 23 | 5 | 0 | 0 | 23 | 5 | 0 | 0 | 23 | 5 | 0 | 0 | 23 | 5 | 0 | 0 | 23 | 5 | 0 | 0 | 23 | 5 | 0 | 0 | 23 | 5 | 0 | 0
23 | 6 | 0 | 0 | 23 | 0 | 0 | 0 | 23 | 6 | 0 | 0 | 23 | 6 | 0 | 0 | 23 | 6 | 0 | 0 | 23 | 6 | 31.76 | 32.9455 | 23 | 6 | 5.81 | 6.0269 | 23 | 6 | 0 | 0 | 23 | 6 | 0 | 0 | 23 | 6 | 0 | 0 | 23 | 6 | 0 | 0 | 23 | 6 | 0 | 0
23 | 7 | 0 | 0 | 23 | 0 | 0 | 0 | 23 | 7 | 2.66 | 2.7593 | 23 | 7 | 0.87 | 0.90248 | 23 | 7 | 21.63 | 22.4374 | 23 | 7 | 214.33 | 222.3305 | 23 | 7 | 175.26 | 181.8021 | 23 | 7 | 80.35 | 83.3493 | 23 | 7 | 0 | 0 | 23 | 7 | 0 | 0 | 23 | 7 | 0 | 0 | 23 | 7 | 0 | 0
23 | 8 | 0 | 0 | 23 | 0 | 0.79 | 0.81949 | 23 | 8 | 189.65 | 196.7293 | 23 | 8 | 113.48 | 117.716 | 23 | 8 | 76.3 | 79.1481 | 23 | 8 | 419.48 | 435.1384 | 23 | 8 | 383.63 | 397.9502 | 23 | 8 | 294.46 | 305.4516 | 23 | 8 | 153.23 | 158.9498 | 23 | 8 | 33.49 | 34.7401 | 23 | 8 | 0 | 0 | 23 | 8 | 0 | 0
23 | 9 | 116.19 | 160.7029 | 23 | 0 | 13.78 | 14.2944 | 23 | 9 | 410.09 | 425.3979 | 23 | 9 | 143.59 | 148.9499 | 23 | 9 | 123.45 | 128.0582 | 23 | 9 | 615.5 | 638.4754 | 23 | 9 | 583.49 | 605.2706 | 23 | 9 | 506.98 | 525.9046 | 23 | 9 | 360.26 | 373.7078 | 23 | 9 | 225.32 | 233.7308 | 23 | 9 | 107.45 | 111.4609 | 23 | 9 | 18.59 | 19.2839
23 | 10 | 285.47 | 394.8347 | 23 | 0 | 41.13 | 42.6653 | 23 | 10 | 602.79 | 625.291 | 23 | 10 | 197.23 | 204.5922 | 23 | 10 | 211.99 | 219.9032 | 23 | 10 | 784.09 | 813.3586 | 23 | 10 | 755.73 | 783.94 | 23 | 10 | 690.9 | 716.69 | 23 | 10 | 543.47 | 563.7567 | 23 | 10 | 409.11 | 424.3813 | 23 | 10 | 275.57 | 285.8565 | 23 | 10 | 79.75 | 82.7269
23 | 11 | 427.23 | 590.9036 | 23 | 0 | 97.02 | 100.6416 | 23 | 11 | 749.94 | 777.9338 | 23 | 11 | 145.86 | 151.3047 | 23 | 11 | 463.4 | 480.6978 | 23 | 11 | 911.43 | 945.4519 | 23 | 11 | 885.83 | 918.8963 | 23 | 11 | 830.37 | 861.3661 | 23 | 11 | 683.27 | 708.7752 | 23 | 11 | 550.66 | 571.2151 | 23 | 11 | 409.08 | 424.3502 | 23 | 11 | 142.65 | 147.9749
23 | 12 | 525.67 | 727.0563 | 23 | 0 | 114.49 | 118.7637 | 23 | 12 | 818.16 | 848.7003 | 23 | 12 | 861.77 | 893.9382 | 23 | 12 | 957.15 | 992.8786 | 23 | 12 | 992.44 | 1029.4859 | 23 | 12 | 967.35 | 1003.4593 | 23 | 12 | 907.54 | 941.4167 | 23 | 12 | 764.24 | 792.7676 | 23 | 12 | 617.98 | 641.048 | 23 | 12 | 490.53 | 508.8405 | 23 | 12 | 443.14 | 459.6816
23 | 13 | 548.58 | 758.7433 | 23 | 0 | 136.92 | 142.031 | 23 | 13 | 865.59 | 897.9008 | 23 | 13 | 904.73 | 938.5018 | 23 | 13 | 867.91 | 900.3074 | 23 | 13 | 1013.89 | 1051.7366 | 23 | 13 | 989.24 | 1026.1664 | 23 | 13 | 642.74 | 666.7323 | 23 | 13 | 787.23 | 816.6158 | 23 | 13 | 640.41 | 664.3153 | 23 | 13 | 512.89 | 532.0352 | 23 | 13 | 465.12 | 482.482
23 | 14 | 507.94 | 702.5339 | 23 | 0 | 142.3 | 147.6118 | 23 | 14 | 822.94 | 853.6588 | 23 | 14 | 581.44 | 603.144 | 23 | 14 | 954.52 | 990.1504 | 23 | 14 | 977.35 | 1013.8326 | 23 | 14 | 951.09 | 986.5924 | 23 | 14 | 477.9 | 495.7391 | 23 | 14 | 746.96 | 774.8426 | 23 | 14 | 600.05 | 622.4487 | 23 | 14 | 473.33 | 490.9985 | 23 | 14 | 426.59 | 442.5138
23 | 15 | 406.92 | 562.8127 | 23 | 0 | 130.54 | 135.4128 | 23 | 15 | 716.35 | 743.09 | 23 | 15 | 490.49 | 508.7991 | 23 | 15 | 867.48 | 899.8614 | 23 | 15 | 885.96 | 919.0312 | 23 | 15 | 856.69 | 888.6686 | 23 | 15 | 774.21 | 803.1098 | 23 | 15 | 646.54 | 670.6741 | 23 | 15 | 500.55 | 519.2346 | 23 | 15 | 375.34 | 389.3507 | 23 | 15 | 331.58 | 343.9572
23 | 16 | 255.96 | 354.0193 | 23 | 0 | 196.64 | 203.9802 | 23 | 16 | 554.24 | 574.9287 | 23 | 16 | 349.17 | 362.2038 | 23 | 16 | 732.05 | 759.376 | 23 | 16 | 746 | 773.8467 | 23 | 16 | 714.86 | 741.5444 | 23 | 16 | 617.29 | 640.3323 | 23 | 16 | 493.55 | 511.9733 | 23 | 16 | 349.48 | 362.5254 | 23 | 16 | 229.75 | 238.3261 | 23 | 16 | 190.3 | 197.4035
23 | 17 | 77.74 | 107.5225 | 23 | 0 | 132.76 | 137.7157 | 23 | 17 | 350.01 | 363.0752 | 23 | 17 | 237.95 | 246.8322 | 23 | 17 | 548.94 | 569.4309 | 23 | 17 | 567.81 | 589.0053 | 23 | 17 | 534.03 | 553.9643 | 23 | 17 | 198.68 | 206.0963 | 23 | 17 | 301.75 | 313.0137 | 23 | 17 | 163.42 | 169.5202 | 23 | 17 | 59.85 | 62.0841 | 23 | 17 | 31.56 | 32.7381
23 | 18 | 0 | 0 | 23 | 0 | 2.09 | 2.168 | 23 | 18 | 120.12 | 124.6038 | 23 | 18 | 107.88 | 111.907 | 23 | 18 | 341.78 | 354.538 | 23 | 18 | 365.89 | 379.548 | 23 | 18 | 328.55 | 340.8141 | 23 | 18 | 231.34 | 239.9755 | 23 | 18 | 95.43 | 98.9922 | 23 | 18 | 1.65 | 1.7116 | 23 | 18 | 0 | 0 | 23 | 18 | 0 | 0
23 | 19 | 0 | 0 | 23 | 0 | 0 | 0 | 23 | 19 | 0 | 0 | 23 | 19 | 27.78 | 28.817 | 23 | 19 | 131.81 | 136.7302 | 23 | 19 | 160.25 | 166.2318 | 23 | 19 | 120.58 | 125.081 | 23 | 19 | 29.87 | 30.985 | 23 | 19 | 0 | 0 | 23 | 19 | 0 | 0 | 23 | 19 | 0 | 0 | 23 | 19 | 0 | 0
23 | 20 | 0 | 0 | 23 | 0 | 0 | 0 | 23 | 20 | 0 | 0 | 23 | 20 | 0 | 0 | 23 | 20 | 0 | 0 | 23 | 20 | 2.78 | 2.8838 | 23 | 20 | 0 | 0 | 23 | 20 | 0 | 0 | 23 | 20 | 0 | 0 | 23 | 20 | 0 | 0 | 23 | 20 | 0 | 0 | 23 | 20 | 0 | 0
23 | 21 | 0 | 0 | 23 | 0 | 0 | 0 | 23 | 21 | 0 | 0 | 23 | 21 | 0 | 0 | 23 | 21 | 0 | 0 | 23 | 21 | 0 | 0 | 23 | 21 | 0 | 0 | 23 | 21 | 0 | 0 | 23 | 21 | 0 | 0 | 23 | 21 | 0 | 0 | 23 | 21 | 0 | 0 | 23 | 21 | 0 | 0
23 | 22 | 0 | 0 | 23 | 0 | 0 | 0 | 23 | 22 | 0 | 0 | 23 | 22 | 0 | 0 | 23 | 22 | 0 | 0 | 23 | 22 | 0 | 0 | 23 | 22 | 0 | 0 | 23 | 22 | 0 | 0 | 23 | 22 | 0 | 0 | 23 | 22 | 0 | 0 | 23 | 22 | 0 | 0 | 23 | 22 | 0 | 0
23 | 23 | 0 | 0 | 23 | 0 | 0 | 0 | 23 | 23 | 0 | 0 | 23 | 23 | 0 | 0 | 23 | 23 | 0 | 0 | 23 | 23 | 0 | 0 | 23 | 23 | 0 | 0 | 23 | 23 | 0 | 0 | 23 | 23 | 0 | 0 | 23 | 23 | 0 | 0 | 23 | 23 | 0 | 0 | 23 | 23 | 0 | 0
24 | 0 | 0 | 0 | 23 | 0 | 0 | 0 | 24 | 0 | 0 | 0 | 24 | 0 | 0 | 0 | 24 | 0 | 0 | 0 | 24 | 0 | 0 | 0 | 24 | 0 | 0 | 0 | 24 | 0 | 0 | 0 | 24 | 0 | 0 | 0 | 24 | 0 | 0 | 0 | 24 | 0 | 0 | 0 | 24 | 0 | 0 | 0
24 | 1 | 0 | 0 | 23 | 0 | 0 | 0 | 24 | 1 | 0 | 0 | 24 | 1 | 0 | 0 | 24 | 1 | 0 | 0 | 24 | 1 | 0 | 0 | 24 | 1 | 0 | 0 | 24 | 1 | 0 | 0 | 24 | 1 | 0 | 0 | 24 | 1 | 0 | 0 | 24 | 1 | 0 | 0 | 24 | 1 | 0 | 0
24 | 2 | 0 | 0 | 23 | 0 | 0 | 0 | 24 | 2 | 0 | 0 | 24 | 2 | 0 | 0 | 24 | 2 | 0 | 0 | 24 | 2 | 0 | 0 | 24 | 2 | 0 | 0 | 24 | 2 | 0 | 0 | 24 | 2 | 0 | 0 | 24 | 2 | 0 | 0 | 24 | 2 | 0 | 0 | 24 | 2 | 0 | 0
24 | 3 | 0 | 0 | 23 | 0 | 0 | 0 | 24 | 3 | 0 | 0 | 24 | 3 | 0 | 0 | 24 | 3 | 0 | 0 | 24 | 3 | 0 | 0 | 24 | 3 | 0 | 0 | 24 | 3 | 0 | 0 | 24 | 3 | 0 | 0 | 24 | 3 | 0 | 0 | 24 | 3 | 0 | 0 | 24 | 3 | 0 | 0
24 | 4 | 0 | 0 | 23 | 0 | 0 | 0 | 24 | 4 | 0 | 0 | 24 | 4 | 0 | 0 | 24 | 4 | 0 | 0 | 24 | 4 | 0 | 0 | 24 | 4 | 0 | 0 | 24 | 4 | 0 | 0 | 24 | 4 | 0 | 0 | 24 | 4 | 0 | 0 | 24 | 4 | 0 | 0 | 24 | 4 | 0 | 0
24 | 5 | 0 | 0 | 23 | 0 | 0 | 0 | 24 | 5 | 0 | 0 | 24 | 5 | 0 | 0 | 24 | 5 | 0 | 0 | 24 | 5 | 0 | 0 | 24 | 5 | 0 | 0 | 24 | 5 | 0 | 0 | 24 | 5 | 0 | 0 | 24 | 5 | 0 | 0 | 24 | 5 | 0 | 0 | 24 | 5 | 0 | 0
24 | 6 | 0 | 0 | 23 | 0 | 0 | 0 | 24 | 6 | 0 | 0 | 24 | 6 | 0 | 0 | 24 | 6 | 0 | 0 | 24 | 6 | 10.24 | 10.6222 | 24 | 6 | 4.79 | 4.9688 | 24 | 6 | 0 | 0 | 24 | 6 | 0 | 0 | 24 | 6 | 0 | 0 | 24 | 6 | 0 | 0 | 24 | 6 | 0 | 0
24 | 7 | 0 | 0 | 23 | 0 | 0 | 0 | 24 | 7 | 3.64 | 3.7759 | 24 | 7 | 92.03 | 95.4653 | 24 | 7 | 14.87 | 15.4251 | 24 | 7 | 102.6 | 106.4299 | 24 | 7 | 175.13 | 181.6673 | 24 | 7 | 77.01 | 79.8846 | 24 | 7 | 0 | 0 | 24 | 7 | 0 | 0 | 24 | 7 | 0 | 0 | 24 | 7 | 0 | 0
24 | 8 | 0 | 0 | 23 | 0 | 0.79 | 0.81949 | 24 | 8 | 191.11 | 198.2438 | 24 | 8 | 317.74 | 329.6006 | 24 | 8 | 104.65 | 108.5564 | 24 | 8 | 401.96 | 416.9644 | 24 | 8 | 386.71 | 401.1451 | 24 | 8 | 291.12 | 301.987 | 24 | 8 | 12.26 | 12.7176 | 24 | 8 | 29.31 | 30.4041 | 24 | 8 | 0 | 0 | 24 | 8 | 0 | 0
24 | 9 | 130.05 | 179.8727 | 23 | 0 | 13.78 | 14.2944 | 24 | 9 | 334.32 | 346.7995 | 24 | 9 | 528.88 | 548.6221 | 24 | 9 | 610.22 | 632.9983 | 24 | 9 | 622.9 | 646.1517 | 24 | 9 | 587.79 | 609.7311 | 24 | 9 | 503.14 | 521.9213 | 24 | 9 | 55.88 | 57.9659 | 24 | 9 | 43.47 | 45.0927 | 24 | 9 | 97.85 | 101.5026 | 24 | 9 | 74.47 | 77.2498
24 | 10 | 303.08 | 419.1912 | 23 | 0 | 41.13 | 42.6653 | 24 | 10 | 514.4 | 533.6016 | 24 | 10 | 711.76 | 738.3286 | 24 | 10 | 115.29 | 119.5936 | 24 | 10 | 784.66 | 813.9499 | 24 | 10 | 759.85 | 788.2137 | 24 | 10 | 686.16 | 711.773 | 24 | 10 | 200.18 | 207.6523 | 24 | 10 | 312.78 | 324.4555 | 24 | 10 | 97.94 | 101.5959 | 24 | 10 | 100.33 | 104.0751
24 | 11 | 391.95 | 542.1077 | 23 | 0 | 97.02 | 100.6416 | 24 | 11 | 733 | 760.3615 | 24 | 11 | 834.14 | 865.2768 | 24 | 11 | 139.31 | 144.5102 | 24 | 11 | 919.49 | 953.8128 | 24 | 11 | 675.92 | 701.1508 | 24 | 11 | 823.77 | 854.5198 | 24 | 11 | 395.98 | 410.7612 | 24 | 11 | 487.68 | 505.8842 | 24 | 11 | 52.12 | 54.0655 | 24 | 11 | 155.75 | 161.5638
24 | 12 | 521.56 | 721.3718 | 23 | 0 | 114.49 | 118.7637 | 24 | 12 | 573.36 | 594.7624 | 24 | 12 | 929 | 963.6778 | 24 | 12 | 185.84 | 192.7771 | 24 | 12 | 1001.09 | 1038.4588 | 24 | 12 | 675.96 | 701.1923 | 24 | 12 | 890.32 | 923.5539 | 24 | 12 | 293.75 | 304.7151 | 24 | 12 | 628.53 | 651.9918 | 24 | 12 | 46.82 | 48.5677 | 24 | 12 | 447.97 | 464.6919
24 | 13 | 544.14 | 752.6023 | 23 | 0 | 136.92 | 142.031 | 24 | 13 | 454.08 | 471.0299 | 24 | 13 | 957.32 | 993.0549 | 24 | 13 | 284.34 | 294.9539 | 24 | 13 | 1022.9 | 1061.0829 | 24 | 13 | 681.36 | 706.7939 | 24 | 13 | 911.65 | 945.6801 | 24 | 13 | 529.97 | 549.7528 | 24 | 13 | 654.12 | 678.537 | 24 | 13 | 51.8 | 53.7336 | 24 | 13 | 470.13 | 487.6791
24 | 14 | 503.72 | 696.6972 | 23 | 0 | 142.3 | 147.6118 | 24 | 14 | 390.61 | 405.1907 | 24 | 14 | 921.17 | 955.5555 | 24 | 14 | 713.96 | 740.6108 | 24 | 14 | 986.35 | 1023.1686 | 24 | 14 | 616.43 | 639.4401 | 24 | 14 | 871.49 | 904.021 | 24 | 14 | 496.5 | 515.0334 | 24 | 14 | 613.87 | 636.7846 | 24 | 14 | 41.11 | 42.6446 | 24 | 14 | 431.2 | 447.2959
24 | 15 | 271.55 | 375.5819 | 23 | 0 | 130.54 | 135.4128 | 24 | 15 | 327.92 | 340.1606 | 24 | 15 | 777.65 | 806.6782 | 24 | 15 | 653.15 | 677.5308 | 24 | 15 | 893.12 | 926.4585 | 24 | 15 | 502.59 | 521.3507 | 24 | 15 | 773.11 | 801.9687 | 24 | 15 | 488.01 | 506.2265 | 24 | 15 | 509.88 | 528.9128 | 24 | 15 | 29.86 | 30.9746 | 24 | 15 | 335.26 | 347.7746
24 | 16 | 91.72 | 126.8583 | 23 | 0 | 196.64 | 203.9802 | 24 | 16 | 156.1 | 161.9269 | 24 | 16 | 628.37 | 651.8258 | 24 | 16 | 212.27 | 220.1936 | 24 | 16 | 751.59 | 779.6454 | 24 | 16 | 381.13 | 395.3569 | 24 | 16 | 623.95 | 647.2409 | 24 | 16 | 357.22 | 370.5543 | 24 | 16 | 354.73 | 367.9714 | 24 | 16 | 8.71 | 9.0351 | 24 | 16 | 192.67 | 199.862
24 | 17 | 7.34 | 10.152 | 23 | 0 | 132.76 | 137.7157 | 24 | 17 | 113.49 | 117.7264 | 24 | 17 | 473.58 | 491.2578 | 24 | 17 | 172.5 | 178.9391 | 24 | 17 | 571.83 | 593.1753 | 24 | 17 | 268.09 | 278.0973 | 24 | 17 | 435.01 | 451.2481 | 24 | 17 | 194.68 | 201.947 | 24 | 17 | 164.14 | 170.267 | 24 | 17 | 0 | 0 | 24 | 17 | 30.02 | 31.1406
24 | 18 | 0 | 0 | 23 | 0 | 2.09 | 2.168 | 24 | 18 | 43.64 | 45.269 | 24 | 18 | 192.4 | 199.5819 | 24 | 18 | 117.14 | 121.5126 | 24 | 18 | 368.22 | 381.9649 | 24 | 18 | 145.51 | 150.9416 | 24 | 18 | 223.33 | 231.6665 | 24 | 18 | 36.88 | 38.2567 | 24 | 18 | 0.96 | 0.99583 | 24 | 18 | 0 | 0 | 24 | 18 | 0 | 0
24 | 19 | 0 | 0 | 23 | 0 | 0 | 0 | 24 | 19 | 0 | 0 | 24 | 19 | 9.93 | 10.3007 | 24 | 19 | 116.61 | 120.9628 | 24 | 19 | 161.24 | 167.2588 | 24 | 19 | 26.44 | 27.427 | 24 | 19 | 26.21 | 27.1884 | 24 | 19 | 0 | 0 | 24 | 19 | 0 | 0 | 24 | 19 | 0 | 0 | 24 | 19 | 0 | 0
24 | 20 | 0 | 0 | 23 | 0 | 0 | 0 | 24 | 20 | 0 | 0 | 24 | 20 | 0 | 0 | 24 | 20 | 0 | 0 | 24 | 20 | 2.78 | 2.8838 | 24 | 20 | 0 | 0 | 24 | 20 | 0 | 0 | 24 | 20 | 0 | 0 | 24 | 20 | 0 | 0 | 24 | 20 | 0 | 0 | 24 | 20 | 0 | 0
24 | 21 | 0 | 0 | 23 | 0 | 0 | 0 | 24 | 21 | 0 | 0 | 24 | 21 | 0 | 0 | 24 | 21 | 0 | 0 | 24 | 21 | 0 | 0 | 24 | 21 | 0 | 0 | 24 | 21 | 0 | 0 | 24 | 21 | 0 | 0 | 24 | 21 | 0 | 0 | 24 | 21 | 0 | 0 | 24 | 21 | 0 | 0
24 | 22 | 0 | 0 | 23 | 0 | 0 | 0 | 24 | 22 | 0 | 0 | 24 | 22 | 0 | 0 | 24 | 22 | 0 | 0 | 24 | 22 | 0 | 0 | 24 | 22 | 0 | 0 | 24 | 22 | 0 | 0 | 24 | 22 | 0 | 0 | 24 | 22 | 0 | 0 | 24 | 22 | 0 | 0 | 24 | 22 | 0 | 0
24 | 23 | 0 | 0 | 23 | 0 | 0 | 0 | 24 | 23 | 0 | 0 | 24 | 23 | 0 | 0 | 24 | 23 | 0 | 0 | 24 | 23 | 0 | 0 | 24 | 23 | 0 | 0 | 24 | 23 | 0 | 0 | 24 | 23 | 0 | 0 | 24 | 23 | 0 | 0 | 24 | 23 | 0 | 0 | 24 | 23 | 0 | 0
25 | 0 | 0 | 0 | 23 | 0 | 0 | 0 | 25 | 0 | 0 | 0 | 25 | 0 | 0 | 0 | 25 | 0 | 0 | 0 | 25 | 0 | 0 | 0 | 25 | 0 | 0 | 0 | 25 | 0 | 0 | 0 | 25 | 0 | 0 | 0 | 25 | 0 | 0 | 0 | 25 | 0 | 0 | 0 | 25 | 0 | 0 | 0
25 | 1 | 0 | 0 | 23 | 0 | 0 | 0 | 25 | 1 | 0 | 0 | 25 | 1 | 0 | 0 | 25 | 1 | 0 | 0 | 25 | 1 | 0 | 0 | 25 | 1 | 0 | 0 | 25 | 1 | 0 | 0 | 25 | 1 | 0 | 0 | 25 | 1 | 0 | 0 | 25 | 1 | 0 | 0 | 25 | 1 | 0 | 0
25 | 2 | 0 | 0 | 23 | 0 | 0 | 0 | 25 | 2 | 0 | 0 | 25 | 2 | 0 | 0 | 25 | 2 | 0 | 0 | 25 | 2 | 0 | 0 | 25 | 2 | 0 | 0 | 25 | 2 | 0 | 0 | 25 | 2 | 0 | 0 | 25 | 2 | 0 | 0 | 25 | 2 | 0 | 0 | 25 | 2 | 0 | 0
25 | 3 | 0 | 0 | 23 | 0 | 0 | 0 | 25 | 3 | 0 | 0 | 25 | 3 | 0 | 0 | 25 | 3 | 0 | 0 | 25 | 3 | 0 | 0 | 25 | 3 | 0 | 0 | 25 | 3 | 0 | 0 | 25 | 3 | 0 | 0 | 25 | 3 | 0 | 0 | 25 | 3 | 0 | 0 | 25 | 3 | 0 | 0
25 | 4 | 0 | 0 | 23 | 0 | 0 | 0 | 25 | 4 | 0 | 0 | 25 | 4 | 0 | 0 | 25 | 4 | 0 | 0 | 25 | 4 | 0 | 0 | 25 | 4 | 0 | 0 | 25 | 4 | 0 | 0 | 25 | 4 | 0 | 0 | 25 | 4 | 0 | 0 | 25 | 4 | 0 | 0 | 25 | 4 | 0 | 0
25 | 5 | 0 | 0 | 23 | 0 | 0 | 0 | 25 | 5 | 0 | 0 | 25 | 5 | 0 | 0 | 25 | 5 | 0 | 0 | 25 | 5 | 0 | 0 | 25 | 5 | 0 | 0 | 25 | 5 | 0 | 0 | 25 | 5 | 0 | 0 | 25 | 5 | 0 | 0 | 25 | 5 | 0 | 0 | 25 | 5 | 0 | 0
25 | 6 | 0 | 0 | 23 | 0 | 0 | 0 | 25 | 6 | 0 | 0 | 25 | 6 | 0 | 0 | 25 | 6 | 13.68 | 14.1906 | 25 | 6 | 31.88 | 33.07 | 25 | 6 | 1.32 | 1.3693 | 25 | 6 | 0 | 0 | 25 | 6 | 0 | 0 | 25 | 6 | 0 | 0 | 25 | 6 | 0 | 0 | 25 | 6 | 0 | 0
25 | 7 | 0 | 0 | 23 | 0 | 0 | 0 | 25 | 7 | 0.39 | 0.40456 | 25 | 7 | 33.34 | 34.5845 | 25 | 7 | 193.54 | 200.7645 | 25 | 7 | 216.44 | 224.5193 | 25 | 7 | 108 | 112.0314 | 25 | 7 | 72.12 | 74.8121 | 25 | 7 | 0 | 0 | 25 | 7 | 0 | 0 | 25 | 7 | 0 | 0 | 25 | 7 | 0 | 0
25 | 8 | 0 | 0 | 23 | 0 | 0.79 | 0.81949 | 25 | 8 | 39.96 | 41.4516 | 25 | 8 | 225.8 | 234.2287 | 25 | 8 | 404.31 | 419.4021 | 25 | 8 | 423.24 | 439.0387 | 25 | 8 | 91.35 | 94.7599 | 25 | 8 | 284.04 | 294.6427 | 25 | 8 | 11.31 | 11.7322 | 25 | 8 | 26.62 | 27.6137 | 25 | 8 | 0 | 0 | 25 | 8 | 0 | 0
25 | 9 | 71.41 | 98.7675 | 23 | 0 | 13.78 | 14.2944 | 25 | 9 | 361.06 | 374.5377 | 25 | 9 | 383.01 | 397.307 | 25 | 9 | 73.71 | 76.4615 | 25 | 9 | 619.83 | 642.9671 | 25 | 9 | 153.44 | 159.1676 | 25 | 9 | 495.5 | 513.9961 | 25 | 9 | 54.98 | 57.0323 | 25 | 9 | 210.91 | 218.7829 | 25 | 9 | 11.04 | 11.4521 | 25 | 9 | 10.39 | 10.7778
25 | 10 | 211.56 | 292.6095 | 23 | 0 | 41.13 | 42.6653 | 25 | 10 | 521.91 | 541.3919 | 25 | 10 | 552.43 | 573.0512 | 25 | 10 | 507.39 | 526.3299 | 25 | 10 | 788.56 | 817.9954 | 25 | 10 | 280.23 | 290.6904 | 25 | 10 | 678.64 | 703.9723 | 25 | 10 | 150.26 | 155.8689 | 25 | 10 | 390.26 | 404.8277 | 25 | 10 | 35.36 | 36.6799 | 25 | 10 | 161.76 | 167.7982
25 | 11 | 303.49 | 419.7583 | 23 | 0 | 97.02 | 100.6416 | 25 | 11 | 226.3 | 234.7473 | 25 | 11 | 689.02 | 714.7398 | 25 | 11 | 864.55 | 896.822 | 25 | 11 | 916.31 | 950.5141 | 25 | 11 | 348.15 | 361.1458 | 25 | 11 | 817.49 | 848.0053 | 25 | 11 | 292.79 | 303.7193 | 25 | 11 | 529.38 | 549.1407 | 25 | 11 | 57.06 | 59.1899 | 25 | 11 | 207.54 | 215.2871
25 | 12 | 249.38 | 344.9185 | 25 | 12 | 131.8 | 136.7198 | 25 | 12 | 175.79 | 182.3519 | 25 | 12 | 940.67 | 975.7834 | 25 | 12 | 858.96 | 891.0233 | 25 | 12 | 1001.49 | 1038.8737 | 25 | 12 | 460.14 | 477.3161 | 25 | 12 | 904.79 | 938.5641 | 25 | 12 | 764.17 | 792.695 | 25 | 12 | 614.18 | 637.1062 | 25 | 12 | 484.36 | 502.4402 | 25 | 12 | 452.94 | 469.8474
25 | 13 | 218.89 | 302.7477 | 25 | 13 | 681.73 | 707.1777 | 25 | 13 | 230.65 | 239.2597 | 25 | 13 | 964.41 | 1000.4096 | 25 | 13 | 587.91 | 609.8556 | 25 | 13 | 1021.6 | 1059.7344 | 25 | 13 | 455.45 | 472.4511 | 25 | 13 | 928.76 | 963.4288 | 25 | 13 | 692.11 | 717.9451 | 25 | 13 | 635.35 | 659.0664 | 25 | 13 | 508.1 | 527.0664 | 25 | 13 | 475.36 | 493.1043
25 | 14 | 131.91 | 182.4453 | 25 | 14 | 657.36 | 681.898 | 25 | 14 | 135.45 | 140.5061 | 25 | 14 | 924.37 | 958.875 | 25 | 14 | 694.36 | 720.2791 | 25 | 14 | 983.31 | 1020.0151 | 25 | 14 | 711.92 | 738.4946 | 25 | 14 | 888.73 | 921.9046 | 25 | 14 | 748 | 775.9214 | 25 | 14 | 594.26 | 616.4426 | 25 | 14 | 469 | 486.5069 | 25 | 14 | 436.44 | 452.7315
25 | 15 | 90.29 | 124.8805 | 25 | 15 | 554.12 | 574.8042 | 25 | 15 | 139.75 | 144.9666 | 25 | 15 | 823.45 | 854.1878 | 25 | 15 | 380.47 | 394.6722 | 25 | 15 | 890.39 | 923.6266 | 25 | 15 | 742.4 | 770.1124 | 25 | 15 | 787.63 | 817.0307 | 25 | 15 | 646.63 | 670.7675 | 25 | 15 | 494.63 | 513.0936 | 25 | 15 | 371.84 | 385.7201 | 25 | 15 | 340.05 | 352.7434
25 | 16 | 43.21 | 59.7639 | 25 | 16 | 398.28 | 413.147 | 25 | 16 | 457.43 | 474.505 | 25 | 16 | 670.43 | 695.4559 | 25 | 16 | 348.76 | 361.7785 | 25 | 16 | 750.08 | 778.079 | 25 | 16 | 595.48 | 617.7081 | 25 | 16 | 634.65 | 658.3403 | 25 | 16 | 492.03 | 510.3965 | 25 | 16 | 343.16 | 355.9695 | 25 | 16 | 199 | 206.4283 | 25 | 16 | 196.3 | 203.6275
25 | 17 | 12.97 | 17.9389 | 25 | 17 | 205.79 | 213.4717 | 25 | 17 | 350.82 | 363.9154 | 25 | 17 | 325.71 | 337.8681 | 25 | 17 | 555.1 | 575.8208 | 25 | 17 | 570.79 | 592.0965 | 25 | 17 | 415.63 | 431.1447 | 25 | 17 | 441.3 | 457.7729 | 25 | 17 | 297.89 | 309.0097 | 25 | 17 | 156.55 | 162.3937 | 25 | 17 | 29.06 | 30.1448 | 25 | 17 | 33.44 | 34.6883
25 | 18 | 0 | 0 | 25 | 18 | 16.44 | 17.0537 | 25 | 18 | 87.68 | 90.9529 | 25 | 18 | 54.86 | 56.9078 | 25 | 18 | 347.25 | 360.2122 | 25 | 18 | 367.66 | 381.384 | 25 | 18 | 248.42 | 257.693 | 25 | 18 | 224.9 | 233.2951 | 25 | 18 | 88.83 | 92.1459 | 25 | 18 | 0.38 | 0.39418 | 25 | 18 | 0 | 0 | 25 | 18 | 0 | 0
25 | 19 | 0 | 0 | 25 | 19 | 0 | 0 | 25 | 19 | 0 | 0 | 25 | 19 | 3.65 | 3.7862 | 25 | 19 | 136.73 | 141.8339 | 25 | 19 | 160.77 | 166.7712 | 25 | 19 | 85.11 | 88.287 | 25 | 19 | 24.23 | 25.1345 | 25 | 19 | 0 | 0 | 25 | 19 | 0 | 0 | 25 | 19 | 0 | 0 | 25 | 19 | 0 | 0
25 | 20 | 0 | 0 | 25 | 20 | 0 | 0 | 25 | 20 | 0 | 0 | 25 | 20 | 0 | 0 | 25 | 20 | 0 | 0 | 25 | 20 | 2.67 | 2.7697 | 25 | 20 | 0 | 0 | 25 | 20 | 0 | 0 | 25 | 20 | 0 | 0 | 25 | 20 | 0 | 0 | 25 | 20 | 0 | 0 | 25 | 20 | 0 | 0
25 | 21 | 0 | 0 | 25 | 21 | 0 | 0 | 25 | 21 | 0 | 0 | 25 | 21 | 0 | 0 | 25 | 21 | 0 | 0 | 25 | 21 | 0 | 0 | 25 | 21 | 0 | 0 | 25 | 21 | 0 | 0 | 25 | 21 | 0 | 0 | 25 | 21 | 0 | 0 | 25 | 21 | 0 | 0 | 25 | 21 | 0 | 0
25 | 22 | 0 | 0 | 25 | 22 | 0 | 0 | 25 | 22 | 0 | 0 | 25 | 22 | 0 | 0 | 25 | 22 | 0 | 0 | 25 | 22 | 0 | 0 | 25 | 22 | 0 | 0 | 25 | 22 | 0 | 0 | 25 | 22 | 0 | 0 | 25 | 22 | 0 | 0 | 25 | 22 | 0 | 0 | 25 | 22 | 0 | 0
25 | 23 | 0 | 0 | 25 | 23 | 0 | 0 | 25 | 23 | 0 | 0 | 25 | 23 | 0 | 0 | 25 | 23 | 0 | 0 | 25 | 23 | 0 | 0 | 25 | 23 | 0 | 0 | 25 | 23 | 0 | 0 | 25 | 23 | 0 | 0 | 25 | 23 | 0 | 0 | 25 | 23 | 0 | 0 | 25 | 23 | 0 | 0
26 | 0 | 0 | 0 | 26 | 0 | 0 | 0 | 26 | 0 | 0 | 0 | 26 | 0 | 0 | 0 | 26 | 0 | 0 | 0 | 26 | 0 | 0 | 0 | 26 | 0 | 0 | 0 | 26 | 0 | 0 | 0 | 26 | 0 | 0 | 0 | 26 | 0 | 0 | 0 | 26 | 0 | 0 | 0 | 26 | 0 | 0 | 0
26 | 1 | 0 | 0 | 26 | 1 | 0 | 0 | 26 | 1 | 0 | 0 | 26 | 1 | 0 | 0 | 26 | 1 | 0 | 0 | 26 | 1 | 0 | 0 | 26 | 1 | 0 | 0 | 26 | 1 | 0 | 0 | 26 | 1 | 0 | 0 | 26 | 1 | 0 | 0 | 26 | 1 | 0 | 0 | 26 | 1 | 0 | 0
26 | 2 | 0 | 0 | 26 | 2 | 0 | 0 | 26 | 2 | 0 | 0 | 26 | 2 | 0 | 0 | 26 | 2 | 0 | 0 | 26 | 2 | 0 | 0 | 26 | 2 | 0 | 0 | 26 | 2 | 0 | 0 | 26 | 2 | 0 | 0 | 26 | 2 | 0 | 0 | 26 | 2 | 0 | 0 | 26 | 2 | 0 | 0
26 | 3 | 0 | 0 | 26 | 3 | 0 | 0 | 26 | 3 | 0 | 0 | 26 | 3 | 0 | 0 | 26 | 3 | 0 | 0 | 26 | 3 | 0 | 0 | 26 | 3 | 0 | 0 | 26 | 3 | 0 | 0 | 26 | 3 | 0 | 0 | 26 | 3 | 0 | 0 | 26 | 3 | 0 | 0 | 26 | 3 | 0 | 0
26 | 4 | 0 | 0 | 26 | 4 | 0 | 0 | 26 | 4 | 0 | 0 | 26 | 4 | 0 | 0 | 26 | 4 | 0 | 0 | 26 | 4 | 0 | 0 | 26 | 4 | 0 | 0 | 26 | 4 | 0 | 0 | 26 | 4 | 0 | 0 | 26 | 4 | 0 | 0 | 26 | 4 | 0 | 0 | 26 | 4 | 0 | 0
26 | 5 | 0 | 0 | 26 | 5 | 0 | 0 | 26 | 5 | 0 | 0 | 26 | 5 | 0 | 0 | 26 | 5 | 0 | 0 | 26 | 5 | 0 | 0 | 26 | 5 | 0 | 0 | 26 | 5 | 0 | 0 | 26 | 5 | 0 | 0 | 26 | 5 | 0 | 0 | 26 | 5 | 0 | 0 | 26 | 5 | 0 | 0
26 | 6 | 0 | 0 | 26 | 6 | 0 | 0 | 26 | 6 | 0 | 0 | 26 | 6 | 0 | 0 | 26 | 6 | 0 | 0 | 26 | 6 | 31.57 | 32.7484 | 26 | 6 | 0 | 0 | 26 | 6 | 0 | 0 | 26 | 6 | 0 | 0 | 26 | 6 | 0 | 0 | 26 | 6 | 0 | 0 | 26 | 6 | 0 | 0
26 | 7 | 0 | 0 | 26 | 7 | 0 | 0 | 26 | 7 | 7.54 | 7.8215 | 26 | 7 | 24.12 | 25.0204 | 26 | 7 | 191.5 | 198.6483 | 26 | 7 | 216.13 | 224.1977 | 26 | 7 | 40.09 | 41.5865 | 26 | 7 | 69.07 | 71.6483 | 26 | 7 | 0 | 0 | 26 | 7 | 0 | 0 | 26 | 7 | 0 | 0 | 26 | 7 | 0 | 0
26 | 8 | 0 | 0 | 26 | 8 | 0.33 | 0.34232 | 26 | 8 | 201.74 | 209.2706 | 26 | 8 | 135.81 | 140.8795 | 26 | 8 | 407.87 | 423.095 | 26 | 8 | 423.32 | 439.1217 | 26 | 8 | 100.78 | 104.5419 | 26 | 8 | 281.4 | 291.9041 | 26 | 8 | 142.48 | 147.7985 | 26 | 8 | 0.98 | 1.0166 | 26 | 8 | 0 | 0 | 26 | 8 | 0 | 0
26 | 9 | 43.06 | 59.5565 | 26 | 9 | 12.04 | 12.4894 | 26 | 9 | 420.49 | 436.1861 | 26 | 9 | 314.34 | 326.0737 | 26 | 9 | 611.78 | 634.6166 | 26 | 9 | 620.42 | 643.5791 | 26 | 9 | 188.36 | 195.3911 | 26 | 9 | 493.67 | 512.0978 | 26 | 9 | 352.09 | 365.2328 | 26 | 9 | 181.69 | 188.4721 | 26 | 9 | 103.8 | 107.6747 | 26 | 9 | 78.21 | 81.1294
26 | 10 | 151 | 208.8487 | 26 | 10 | 51.01 | 52.9141 | 26 | 10 | 611.89 | 634.7307 | 26 | 10 | 526.43 | 546.0806 | 26 | 10 | 784.15 | 813.4208 | 26 | 10 | 789.95 | 819.4373 | 26 | 10 | 638.73 | 662.5726 | 26 | 10 | 677.57 | 702.8624 | 26 | 10 | 538.18 | 558.2692 | 26 | 10 | 342.78 | 355.5753 | 26 | 10 | 274.41 | 284.6532 | 26 | 10 | 243.79 | 252.8902
26 | 11 | 268.64 | 371.5571 | 26 | 11 | 121.41 | 125.942 | 26 | 11 | 752.34 | 780.4234 | 26 | 11 | 695.19 | 721.1401 | 26 | 11 | 915.72 | 949.9021 | 26 | 11 | 918.2 | 952.4746 | 26 | 11 | 823.46 | 854.1982 | 26 | 11 | 816.95 | 847.4452 | 26 | 11 | 680.52 | 705.9225 | 26 | 11 | 522.11 | 541.5994 | 26 | 11 | 410.31 | 425.6261 | 26 | 11 | 377.77 | 391.8714
26 | 12 | 523.28 | 723.7507 | 26 | 12 | 502.25 | 520.998 | 26 | 12 | 376.55 | 390.6059 | 26 | 12 | 961.42 | 997.308 | 26 | 12 | 196.16 | 203.4823 | 26 | 12 | 994.71 | 1031.8406 | 26 | 12 | 835.27 | 866.449 | 26 | 12 | 899.48 | 933.0559 | 26 | 12 | 769.07 | 797.7779 | 26 | 12 | 614.55 | 637.49 | 26 | 12 | 491.22 | 509.5563 | 26 | 12 | 459.79 | 476.9531
26 | 13 | 545.9 | 755.0365 | 26 | 13 | 639.53 | 663.4024 | 26 | 13 | 458.36 | 475.4697 | 26 | 13 | 983.01 | 1019.7039 | 26 | 13 | 229.2 | 237.7556 | 26 | 13 | 1015.91 | 1053.832 | 26 | 13 | 853.79 | 885.6603 | 26 | 13 | 921.73 | 956.1364 | 26 | 13 | 791.79 | 821.346 | 26 | 13 | 638.09 | 661.9087 | 26 | 13 | 513.97 | 533.1555 | 26 | 13 | 481.58 | 499.5565
26 | 14 | 506.24 | 700.1826 | 26 | 14 | 600.97 | 623.4031 | 26 | 14 | 469.38 | 486.9011 | 26 | 14 | 940.28 | 975.3788 | 26 | 14 | 271.27 | 281.396 | 26 | 14 | 978.96 | 1015.5027 | 26 | 14 | 896.9 | 930.3796 | 26 | 14 | 881.26 | 914.1557 | 26 | 14 | 750.08 | 778.079 | 26 | 14 | 513.53 | 532.6991 | 26 | 14 | 474.78 | 492.5026 | 26 | 14 | 441.51 | 457.9907
26 | 15 | 407.7 | 563.8915 | 26 | 15 | 547.27 | 567.6985 | 26 | 15 | 333.75 | 346.2082 | 26 | 15 | 801.95 | 831.8853 | 26 | 15 | 140.84 | 146.0973 | 26 | 15 | 886.06 | 919.1349 | 26 | 15 | 848.6 | 880.2766 | 26 | 15 | 780.66 | 809.8005 | 26 | 15 | 646.09 | 670.2073 | 26 | 15 | 381.28 | 395.5125 | 26 | 15 | 376.54 | 390.5955 | 26 | 15 | 343.27 | 356.0836
26 | 16 | 259.78 | 359.3028 | 26 | 16 | 392.47 | 407.1202 | 26 | 16 | 253.53 | 262.9938 | 26 | 16 | 373.08 | 387.0064 | 26 | 16 | 168.19 | 174.4682 | 26 | 16 | 744.2 | 771.9796 | 26 | 16 | 704.85 | 731.1607 | 26 | 16 | 627.63 | 651.0582 | 26 | 16 | 488.61 | 506.8489 | 26 | 16 | 290.63 | 301.4787 | 26 | 16 | 228.33 | 236.8531 | 26 | 16 | 197.74 | 205.1213
26 | 17 | 30.09 | 41.6176 | 26 | 17 | 208.97 | 216.7704 | 26 | 17 | 80.24 | 83.2352 | 26 | 17 | 249.72 | 259.0416 | 26 | 17 | 74.38 | 77.1565 | 26 | 17 | 566.56 | 587.7086 | 26 | 17 | 522.29 | 541.7861 | 26 | 17 | 434.63 | 450.8539 | 26 | 17 | 292.86 | 303.7919 | 26 | 17 | 120.82 | 125.33 | 26 | 17 | 55.65 | 57.7273 | 26 | 17 | 33.99 | 35.2588
26 | 18 | 0 | 0 | 26 | 18 | 19.23 | 19.9478 | 26 | 18 | 22.38 | 23.2154 | 26 | 18 | 93.96 | 97.4673 | 26 | 18 | 38.02 | 39.4392 | 26 | 18 | 365.62 | 379.2679 | 26 | 18 | 316.93 | 328.7604 | 26 | 18 | 219.28 | 227.4653 | 26 | 18 | 84.45 | 87.6024 | 26 | 18 | 0.01 | 0.010373 | 26 | 18 | 0 | 0 | 26 | 18 | 0 | 0
26 | 19 | 0 | 0 | 26 | 19 | 0 | 0 | 26 | 19 | 0 | 0 | 26 | 19 | 11.53 | 11.9604 | 26 | 19 | 110.94 | 115.0812 | 26 | 19 | 159.88 | 165.848 | 26 | 19 | 111.13 | 115.2783 | 26 | 19 | 21.21 | 22.0017 | 26 | 19 | 0 | 0 | 26 | 19 | 0 | 0 | 26 | 19 | 0 | 0 | 26 | 19 | 0 | 0
26 | 20 | 0 | 0 | 26 | 20 | 0 | 0 | 26 | 20 | 0 | 0 | 26 | 20 | 0 | 0 | 26 | 20 | 0 | 0 | 26 | 20 | 2.53 | 2.6244 | 26 | 20 | 0 | 0 | 26 | 20 | 0 | 0 | 26 | 20 | 0 | 0 | 26 | 20 | 0 | 0 | 26 | 20 | 0 | 0 | 26 | 20 | 0 | 0
26 | 21 | 0 | 0 | 26 | 21 | 0 | 0 | 26 | 21 | 0 | 0 | 26 | 21 | 0 | 0 | 26 | 21 | 0 | 0 | 26 | 21 | 0 | 0 | 26 | 21 | 0 | 0 | 26 | 21 | 0 | 0 | 26 | 21 | 0 | 0 | 26 | 21 | 0 | 0 | 26 | 21 | 0 | 0 | 26 | 21 | 0 | 0
26 | 22 | 0 | 0 | 26 | 22 | 0 | 0 | 26 | 22 | 0 | 0 | 26 | 22 | 0 | 0 | 26 | 22 | 0 | 0 | 26 | 22 | 0 | 0 | 26 | 22 | 0 | 0 | 26 | 22 | 0 | 0 | 26 | 22 | 0 | 0 | 26 | 22 | 0 | 0 | 26 | 22 | 0 | 0 | 26 | 22 | 0 | 0
26 | 23 | 0 | 0 | 26 | 23 | 0 | 0 | 26 | 23 | 0 | 0 | 26 | 23 | 0 | 0 | 26 | 23 | 0 | 0 | 26 | 23 | 0 | 0 | 26 | 23 | 0 | 0 | 26 | 23 | 0 | 0 | 26 | 23 | 0 | 0 | 26 | 23 | 0 | 0 | 26 | 23 | 0 | 0 | 26 | 23 | 0 | 0
27 | 0 | 0 | 0 | 27 | 0 | 0 | 0 | 27 | 0 | 0 | 0 | 27 | 0 | 0 | 0 | 27 | 0 | 0 | 0 | 27 | 0 | 0 | 0 | 27 | 0 | 0 | 0 | 27 | 0 | 0 | 0 | 27 | 0 | 0 | 0 | 27 | 0 | 0 | 0 | 27 | 0 | 0 | 0 | 27 | 0 | 0 | 0
27 | 1 | 0 | 0 | 27 | 1 | 0 | 0 | 27 | 1 | 0 | 0 | 27 | 1 | 0 | 0 | 27 | 1 | 0 | 0 | 27 | 1 | 0 | 0 | 27 | 1 | 0 | 0 | 27 | 1 | 0 | 0 | 27 | 1 | 0 | 0 | 27 | 1 | 0 | 0 | 27 | 1 | 0 | 0 | 27 | 1 | 0 | 0
27 | 2 | 0 | 0 | 27 | 2 | 0 | 0 | 27 | 2 | 0 | 0 | 27 | 2 | 0 | 0 | 27 | 2 | 0 | 0 | 27 | 2 | 0 | 0 | 27 | 2 | 0 | 0 | 27 | 2 | 0 | 0 | 27 | 2 | 0 | 0 | 27 | 2 | 0 | 0 | 27 | 2 | 0 | 0 | 27 | 2 | 0 | 0
27 | 3 | 0 | 0 | 27 | 3 | 0 | 0 | 27 | 3 | 0 | 0 | 27 | 3 | 0 | 0 | 27 | 3 | 0 | 0 | 27 | 3 | 0 | 0 | 27 | 3 | 0 | 0 | 27 | 3 | 0 | 0 | 27 | 3 | 0 | 0 | 27 | 3 | 0 | 0 | 27 | 3 | 0 | 0 | 27 | 3 | 0 | 0
27 | 4 | 0 | 0 | 27 | 4 | 0 | 0 | 27 | 4 | 0 | 0 | 27 | 4 | 0 | 0 | 27 | 4 | 0 | 0 | 27 | 4 | 0 | 0 | 27 | 4 | 0 | 0 | 27 | 4 | 0 | 0 | 27 | 4 | 0 | 0 | 27 | 4 | 0 | 0 | 27 | 4 | 0 | 0 | 27 | 4 | 0 | 0
27 | 5 | 0 | 0 | 27 | 5 | 0 | 0 | 27 | 5 | 0 | 0 | 27 | 5 | 0 | 0 | 27 | 5 | 0 | 0 | 27 | 5 | 0 | 0 | 27 | 5 | 0 | 0 | 27 | 5 | 0 | 0 | 27 | 5 | 0 | 0 | 27 | 5 | 0 | 0 | 27 | 5 | 0 | 0 | 27 | 5 | 0 | 0
27 | 6 | 0 | 0 | 27 | 6 | 0 | 0 | 27 | 6 | 0 | 0 | 27 | 6 | 0 | 0 | 27 | 6 | 1.64 | 1.7012 | 27 | 6 | 31.44 | 32.6136 | 27 | 6 | 0 | 0 | 27 | 6 | 0 | 0 | 27 | 6 | 0 | 0 | 27 | 6 | 0 | 0 | 27 | 6 | 0 | 0 | 27 | 6 | 0 | 0
27 | 7 | 0 | 0 | 27 | 7 | 0 | 0 | 27 | 7 | 0 | 0 | 27 | 7 | 35.78 | 37.1156 | 27 | 7 | 34.98 | 36.2857 | 27 | 7 | 217.82 | 225.9508 | 27 | 7 | 14.65 | 15.1969 | 27 | 7 | 64.41 | 66.8143 | 27 | 7 | 0 | 0 | 27 | 7 | 0 | 0 | 27 | 7 | 0 | 0 | 27 | 7 | 0 | 0
27 | 8 | 0 | 0 | 27 | 8 | 4.6 | 4.7717 | 27 | 8 | 6.05 | 6.2758 | 27 | 8 | 223.28 | 231.6146 | 27 | 8 | 39.05 | 40.5077 | 27 | 8 | 427.56 | 443.52 | 27 | 8 | 60.99 | 63.2666 | 27 | 8 | 273.72 | 283.9374 | 27 | 8 | 137.24 | 142.3629 | 27 | 8 | 6.5 | 6.7426 | 27 | 8 | 0 | 0 | 27 | 8 | 0 | 0
27 | 9 | 137.63 | 190.3566 | 27 | 9 | 121.43 | 125.9627 | 27 | 9 | 84.61 | 87.7683 | 27 | 9 | 470.48 | 488.0421 | 27 | 9 | 302.87 | 314.1756 | 27 | 9 | 627.86 | 651.2968 | 27 | 9 | 155.23 | 161.0244 | 27 | 9 | 483.3 | 501.3407 | 27 | 9 | 314.72 | 326.4679 | 27 | 9 | 72.15 | 74.8432 | 27 | 9 | 102.21 | 106.0253 | 27 | 9 | 78.95 | 81.8971
27 | 10 | 310.54 | 429.5091 | 27 | 10 | 266.8 | 276.7591 | 27 | 10 | 87.87 | 91.15 | 27 | 10 | 691.17 | 716.9701 | 27 | 10 | 639.19 | 663.0497 | 27 | 10 | 799.33 | 829.1675 | 27 | 10 | 416.41 | 431.9538 | 27 | 10 | 664.64 | 689.4497 | 27 | 10 | 405.26 | 420.3876 | 27 | 10 | 324.17 | 336.2706 | 27 | 10 | 273.61 | 283.8233 | 27 | 10 | 244.84 | 253.9794
27 | 11 | 446.85 | 618.0401 | 27 | 11 | 360.54 | 373.9983 | 27 | 11 | 277.29 | 287.6407 | 27 | 11 | 841.07 | 872.4655 | 27 | 11 | 497.23 | 515.7906 | 27 | 11 | 929.03 | 963.7089 | 27 | 11 | 711.36 | 737.9137 | 27 | 11 | 802.38 | 832.3313 | 27 | 11 | 585.06 | 606.8992 | 27 | 11 | 466.8 | 484.2247 | 27 | 11 | 410.74 | 426.0721 | 27 | 11 | 378.87 | 393.0125
27 | 12 | 538.68 | 745.0505 | 27 | 12 | 687.44 | 713.1008 | 27 | 12 | 246.22 | 255.4109 | 27 | 12 | 956.28 | 991.9761 | 27 | 12 | 213.54 | 221.511 | 27 | 12 | 1005.45 | 1042.9815 | 27 | 12 | 958.17 | 993.9366 | 27 | 12 | 888.05 | 921.1992 | 27 | 12 | 752.29 | 780.3715 | 27 | 12 | 387.68 | 402.1514 | 27 | 12 | 489.73 | 508.0107 | 27 | 12 | 15.17 | 15.7363
27 | 13 | 562.25 | 777.6503 | 27 | 13 | 711.28 | 737.8307 | 27 | 13 | 578.22 | 599.8038 | 27 | 13 | 973.13 | 1009.4551 | 27 | 13 | 262.43 | 272.226 | 27 | 13 | 1023.77 | 1061.9854 | 27 | 13 | 979.21 | 1015.762 | 27 | 13 | 908.31 | 942.2155 | 27 | 13 | 774.16 | 803.0579 | 27 | 13 | 404.59 | 419.6926 | 27 | 13 | 513.44 | 532.6057 | 27 | 13 | 27.03 | 28.039
27 | 14 | 521.79 | 721.6899 | 27 | 14 | 669.85 | 694.8542 | 27 | 14 | 642.23 | 666.2032 | 27 | 14 | 935.82 | 970.7524 | 27 | 14 | 246.79 | 256.0022 | 27 | 14 | 985.1 | 1021.8719 | 27 | 14 | 940.67 | 975.7834 | 27 | 14 | 866.38 | 898.7203 | 27 | 14 | 732.83 | 760.1851 | 27 | 14 | 372.04 | 385.9275 | 27 | 14 | 473.93 | 491.6209 | 27 | 14 | 23.48 | 24.3565
27 | 15 | 421.02 | 582.3145 | 27 | 15 | 566.89 | 588.0509 | 27 | 15 | 596.43 | 618.6936 | 27 | 15 | 793.07 | 822.6738 | 27 | 15 | 461.93 | 479.173 | 27 | 15 | 894.92 | 928.3256 | 27 | 15 | 845.35 | 876.9053 | 27 | 15 | 765.55 | 794.1265 | 27 | 15 | 631.01 | 654.5644 | 27 | 15 | 247.07 | 256.2926 | 27 | 15 | 374.95 | 388.9462 | 27 | 15 | 12.42 | 12.8836
27 | 16 | 256.7 | 355.0428 | 27 | 16 | 411.09 | 426.4352 | 27 | 16 | 489.96 | 508.2493 | 27 | 16 | 599.73 | 622.1168 | 27 | 16 | 258.34 | 267.9833 | 27 | 16 | 755.12 | 783.3072 | 27 | 16 | 700.85 | 727.0114 | 27 | 16 | 614.06 | 636.9817 | 27 | 16 | 477.95 | 495.791 | 27 | 16 | 170.68 | 177.0512 | 27 | 16 | 226.31 | 234.7577 | 27 | 16 | 0 | 0
27 | 17 | 83.22 | 115.1019 | 27 | 17 | 216.96 | 225.0587 | 27 | 17 | 313 | 324.6837 | 27 | 17 | 493.98 | 512.4193 | 27 | 17 | 289.09 | 299.8812 | 27 | 17 | 575.57 | 597.0549 | 27 | 17 | 518.51 | 537.865 | 27 | 17 | 423.27 | 439.0699 | 27 | 17 | 284.81 | 295.4414 | 27 | 17 | 142.87 | 148.2031 | 27 | 17 | 53.96 | 55.9742 | 27 | 17 | 0 | 0
27 | 18 | 0 | 0 | 27 | 18 | 23.29 | 24.1594 | 27 | 18 | 126.2 | 130.9108 | 27 | 18 | 274.82 | 285.0785 | 27 | 18 | 289.03 | 299.8189 | 27 | 18 | 370.98 | 384.828 | 27 | 18 | 313.11 | 324.7978 | 27 | 18 | 210.9 | 218.7725 | 27 | 18 | 79.35 | 82.312 | 27 | 18 | 0 | 0 | 27 | 18 | 0 | 0 | 27 | 18 | 0 | 0
27 | 19 | 0 | 0 | 27 | 19 | 0 | 0 | 27 | 19 | 0 | 0 | 27 | 19 | 22.33 | 23.1635 | 27 | 19 | 138.85 | 144.033 | 27 | 19 | 162.21 | 168.265 | 27 | 19 | 107.71 | 111.7306 | 27 | 19 | 18.02 | 18.6927 | 27 | 19 | 0 | 0 | 27 | 19 | 0 | 0 | 27 | 19 | 0 | 0 | 27 | 19 | 0 | 0
27 | 20 | 0 | 0 | 27 | 20 | 0 | 0 | 27 | 20 | 0 | 0 | 27 | 20 | 0 | 0 | 27 | 20 | 0 | 0 | 27 | 20 | 2.43 | 2.5207 | 27 | 20 | 0 | 0 | 27 | 20 | 0 | 0 | 27 | 20 | 0 | 0 | 27 | 20 | 0 | 0 | 27 | 20 | 0 | 0 | 27 | 20 | 0 | 0
27 | 21 | 0 | 0 | 27 | 21 | 0 | 0 | 27 | 21 | 0 | 0 | 27 | 21 | 0 | 0 | 27 | 21 | 0 | 0 | 27 | 21 | 0 | 0 | 27 | 21 | 0 | 0 | 27 | 21 | 0 | 0 | 27 | 21 | 0 | 0 | 27 | 21 | 0 | 0 | 27 | 21 | 0 | 0 | 27 | 21 | 0 | 0
27 | 22 | 0 | 0 | 27 | 22 | 0 | 0 | 27 | 22 | 0 | 0 | 27 | 22 | 0 | 0 | 27 | 22 | 0 | 0 | 27 | 22 | 0 | 0 | 27 | 22 | 0 | 0 | 27 | 22 | 0 | 0 | 27 | 22 | 0 | 0 | 27 | 22 | 0 | 0 | 27 | 22 | 0 | 0 | 27 | 22 | 0 | 0
27 | 23 | 0 | 0 | 27 | 23 | 0 | 0 | 27 | 23 | 0 | 0 | 27 | 23 | 0 | 0 | 27 | 23 | 0 | 0 | 27 | 23 | 0 | 0 | 27 | 23 | 0 | 0 | 27 | 23 | 0 | 0 | 27 | 23 | 0 | 0 | 27 | 23 | 0 | 0 | 27 | 23 | 0 | 0 | 27 | 23 | 0 | 0
28 | 0 | 0 | 0 | 28 | 0 | 0 | 0 | 28 | 0 | 0 | 0 | 28 | 0 | 0 | 0 | 28 | 0 | 0 | 0 | 28 | 0 | 0 | 0 | 28 | 0 | 0 | 0 | 28 | 0 | 0 | 0 | 28 | 0 | 0 | 0 | 28 | 0 | 0 | 0 | 28 | 0 | 0 | 0 | 28 | 0 | 0 | 0
28 | 1 | 0 | 0 | 28 | 1 | 0 | 0 | 28 | 1 | 0 | 0 | 28 | 1 | 0 | 0 | 28 | 1 | 0 | 0 | 28 | 1 | 0 | 0 | 28 | 1 | 0 | 0 | 28 | 1 | 0 | 0 | 28 | 1 | 0 | 0 | 28 | 1 | 0 | 0 | 28 | 1 | 0 | 0 | 28 | 1 | 0 | 0
28 | 2 | 0 | 0 | 28 | 2 | 0 | 0 | 28 | 2 | 0 | 0 | 28 | 2 | 0 | 0 | 28 | 2 | 0 | 0 | 28 | 2 | 0 | 0 | 28 | 2 | 0 | 0 | 28 | 2 | 0 | 0 | 28 | 2 | 0 | 0 | 28 | 2 | 0 | 0 | 28 | 2 | 0 | 0 | 28 | 2 | 0 | 0
28 | 3 | 0 | 0 | 28 | 3 | 0 | 0 | 28 | 3 | 0 | 0 | 28 | 3 | 0 | 0 | 28 | 3 | 0 | 0 | 28 | 3 | 0 | 0 | 28 | 3 | 0 | 0 | 28 | 3 | 0 | 0 | 28 | 3 | 0 | 0 | 28 | 3 | 0 | 0 | 28 | 3 | 0 | 0 | 28 | 3 | 0 | 0
28 | 4 | 0 | 0 | 28 | 4 | 0 | 0 | 28 | 4 | 0 | 0 | 28 | 4 | 0 | 0 | 28 | 4 | 0 | 0 | 28 | 4 | 0 | 0 | 28 | 4 | 0 | 0 | 28 | 4 | 0 | 0 | 28 | 4 | 0 | 0 | 28 | 4 | 0 | 0 | 28 | 4 | 0 | 0 | 28 | 4 | 0 | 0
28 | 5 | 0 | 0 | 28 | 5 | 0 | 0 | 28 | 5 | 0 | 0 | 28 | 5 | 0 | 0 | 28 | 5 | 0 | 0 | 28 | 5 | 0 | 0 | 28 | 5 | 0 | 0 | 28 | 5 | 0 | 0 | 28 | 5 | 0 | 0 | 28 | 5 | 0 | 0 | 28 | 5 | 0 | 0 | 28 | 5 | 0 | 0
28 | 6 | 0 | 0 | 28 | 6 | 0 | 0 | 28 | 6 | 0 | 0 | 28 | 6 | 0 | 0 | 28 | 6 | 3.85 | 3.9937 | 28 | 6 | 31.01 | 32.1675 | 28 | 6 | 1.44 | 1.4938 | 28 | 6 | 0 | 0 | 28 | 6 | 0 | 0 | 28 | 6 | 0 | 0 | 28 | 6 | 0 | 0 | 28 | 6 | 0 | 0
28 | 7 | 0 | 0 | 28 | 7 | 0 | 0 | 28 | 7 | 9.2 | 9.5434 | 28 | 7 | 33.44 | 34.6883 | 28 | 7 | 163.5 | 169.6031 | 28 | 7 | 217.43 | 225.5462 | 28 | 7 | 162.21 | 168.265 | 28 | 7 | 59.4 | 61.6173 | 28 | 7 | 0 | 0 | 28 | 7 | 0 | 0 | 28 | 7 | 0 | 0 | 28 | 7 | 0 | 0
28 | 8 | 0 | 0 | 28 | 8 | 6.08 | 6.307 | 28 | 8 | 205.99 | 213.6792 | 28 | 8 | 182.89 | 189.7169 | 28 | 8 | 96.4 | 99.9984 | 28 | 8 | 426.88 | 442.8146 | 28 | 8 | 373.95 | 387.9088 | 28 | 8 | 264.54 | 274.4148 | 28 | 8 | 96.35 | 99.9466 | 28 | 8 | 19.04 | 19.7507 | 28 | 8 | 0 | 0 | 28 | 8 | 0 | 0
28 | 9 | 46.25 | 63.9686 | 28 | 9 | 83.44 | 86.5547 | 28 | 9 | 374.71 | 388.6972 | 28 | 9 | 374.49 | 388.469 | 28 | 9 | 88.95 | 92.2703 | 28 | 9 | 626.09 | 649.4607 | 28 | 9 | 578.63 | 600.2291 | 28 | 9 | 471.28 | 488.872 | 28 | 9 | 331.45 | 343.8224 | 28 | 9 | 199.7 | 207.1544 | 28 | 9 | 62.31 | 64.6359 | 28 | 9 | 0 | 0
28 | 10 | 155.43 | 214.9759 | 28 | 10 | 212.06 | 219.9758 | 28 | 10 | 114.75 | 119.0334 | 28 | 10 | 529.93 | 549.7113 | 28 | 10 | 196.38 | 203.7105 | 28 | 10 | 796.21 | 825.931 | 28 | 10 | 756.16 | 784.386 | 28 | 10 | 651.65 | 675.9748 | 28 | 10 | 521 | 540.4479 | 28 | 10 | 371.83 | 385.7097 | 28 | 10 | 23.1 | 23.9623 | 28 | 10 | 0 | 0
28 | 11 | 295.92 | 409.2882 | 28 | 11 | 76.07 | 78.9095 | 28 | 11 | 148.39 | 153.9291 | 28 | 11 | 622.1 | 645.3218 | 28 | 11 | 161.87 | 167.9123 | 28 | 11 | 924.06 | 958.5534 | 28 | 11 | 890.12 | 923.3465 | 28 | 11 | 789.48 | 818.9498 | 28 | 11 | 662.89 | 687.6344 | 28 | 11 | 350.15 | 363.2204 | 28 | 11 | 247.66 | 256.9047 | 28 | 11 | 2.07 | 2.1473
28 | 12 | 290.61 | 401.9439 | 28 | 12 | 299.21 | 310.3789 | 28 | 12 | 632.61 | 656.2241 | 28 | 12 | 752 | 780.0707 | 28 | 12 | 941.45 | 976.5925 | 28 | 12 | 1005.77 | 1043.3135 | 28 | 12 | 969.11 | 1005.285 | 28 | 12 | 875.49 | 908.1704 | 28 | 12 | 685.09 | 710.6631 | 28 | 12 | 602.23 | 624.7101 | 28 | 12 | 170.25 | 176.6051 | 28 | 12 | 38.03 | 39.4496
28 | 13 | 369.4 | 510.9187 | 28 | 13 | 370.45 | 384.2782 | 28 | 13 | 643.32 | 667.3339 | 28 | 13 | 790.39 | 819.8937 | 28 | 13 | 829.72 | 860.6919 | 28 | 13 | 1026.6 | 1064.921 | 28 | 13 | 982.47 | 1019.1437 | 28 | 13 | 896.76 | 930.2343 | 28 | 13 | 627.51 | 650.9337 | 28 | 13 | 254.83 | 264.3423 | 28 | 13 | 139.41 | 144.6139 | 28 | 13 | 102.92 | 106.7618
28 | 14 | 435.63 | 602.5216 | 28 | 14 | 211.69 | 219.592 | 28 | 14 | 589.88 | 611.8991 | 28 | 14 | 869.81 | 902.2783 | 28 | 14 | 508.68 | 527.668 | 28 | 14 | 988.59 | 1025.4922 | 28 | 14 | 916.17 | 950.3689 | 28 | 14 | 856.08 | 888.0358 | 28 | 14 | 665.56 | 690.4041 | 28 | 14 | 177.46 | 184.0842 | 28 | 14 | 85.13 | 88.3077 | 28 | 14 | 124.87 | 129.5312
28 | 15 | 427.68 | 591.526 | 28 | 15 | 165.5 | 171.6778 | 28 | 15 | 457.54 | 474.6191 | 28 | 15 | 687.36 | 713.0178 | 28 | 15 | 160.56 | 166.5534 | 28 | 15 | 893.53 | 926.8838 | 28 | 15 | 793.39 | 823.0057 | 28 | 15 | 756.79 | 785.0395 | 28 | 15 | 571.32 | 592.6463 | 28 | 15 | 126.02 | 130.7241 | 28 | 15 | 32.83 | 34.0555 | 28 | 15 | 30.05 | 31.1717
28 | 16 | 274.02 | 378.9982 | 28 | 16 | 171.67 | 178.0781 | 28 | 16 | 293.6 | 304.5595 | 28 | 16 | 472.49 | 490.1271 | 28 | 16 | 188.09 | 195.111 | 28 | 16 | 748.8 | 776.7513 | 28 | 16 | 631.22 | 654.7822 | 28 | 16 | 605.7 | 628.3096 | 28 | 16 | 407.58 | 422.7942 | 28 | 16 | 169.16 | 175.4744 | 28 | 16 | 16.22 | 16.8255 | 28 | 16 | 19.2 | 19.9167
28 | 17 | 33.41 | 46.2095 | 28 | 17 | 165.24 | 171.4081 | 28 | 17 | 131.84 | 136.7613 | 28 | 17 | 274.19 | 284.425 | 28 | 17 | 105.52 | 109.4589 | 28 | 17 | 566.75 | 587.9057 | 28 | 17 | 464.51 | 481.8493 | 28 | 17 | 415.32 | 430.8231 | 28 | 17 | 276.72 | 287.0494 | 28 | 17 | 147.99 | 153.5142 | 28 | 17 | 0 | 0 | 28 | 17 | 2.32 | 2.4066
28 | 18 | 0 | 0 | 28 | 18 | 22.49 | 23.3295 | 28 | 18 | 24.49 | 25.4042 | 28 | 18 | 111.73 | 115.9007 | 28 | 18 | 40.07 | 41.5657 | 28 | 18 | 364.45 | 378.0542 | 28 | 18 | 316.13 | 327.9305 | 28 | 18 | 204.55 | 212.1855 | 28 | 18 | 67.43 | 69.947 | 28 | 18 | 0 | 0 | 28 | 18 | 0 | 0 | 28 | 18 | 0 | 0
28 | 19 | 0 | 0 | 28 | 19 | 0 | 0 | 28 | 19 | 0 | 0 | 28 | 19 | 14.29 | 14.8234 | 28 | 19 | 0.61 | 0.63277 | 28 | 19 | 158.73 | 164.6551 | 28 | 19 | 108.66 | 112.7161 | 28 | 19 | 14.47 | 15.0101 | 28 | 19 | 0 | 0 | 28 | 19 | 0 | 0 | 28 | 19 | 0 | 0 | 28 | 19 | 0 | 0
28 | 20 | 0 | 0 | 28 | 20 | 0 | 0 | 28 | 20 | 0 | 0 | 28 | 20 | 0 | 0 | 28 | 20 | 0 | 0 | 28 | 20 | 2.19 | 2.2717 | 28 | 20 | 0 | 0 | 28 | 20 | 0 | 0 | 28 | 20 | 0 | 0 | 28 | 20 | 0 | 0 | 28 | 20 | 0 | 0 | 28 | 20 | 0 | 0
28 | 21 | 0 | 0 | 28 | 21 | 0 | 0 | 28 | 21 | 0 | 0 | 28 | 21 | 0 | 0 | 28 | 21 | 0 | 0 | 28 | 21 | 0 | 0 | 28 | 21 | 0 | 0 | 28 | 21 | 0 | 0 | 28 | 21 | 0 | 0 | 28 | 21 | 0 | 0 | 28 | 21 | 0 | 0 | 28 | 21 | 0 | 0
28 | 22 | 0 | 0 | 28 | 22 | 0 | 0 | 28 | 22 | 0 | 0 | 28 | 22 | 0 | 0 | 28 | 22 | 0 | 0 | 28 | 22 | 0 | 0 | 28 | 22 | 0 | 0 | 28 | 22 | 0 | 0 | 28 | 22 | 0 | 0 | 28 | 22 | 0 | 0 | 28 | 22 | 0 | 0 | 28 | 22 | 0 | 0
28 | 23 | 0 | 0 | 28 | 23 | 0 | 0 | 28 | 23 | 0 | 0 | 28 | 23 | 0 | 0 | 28 | 23 | 0 | 0 | 28 | 23 | 0 | 0 | 28 | 23 | 0 | 0 | 28 | 23 | 0 | 0 | 28 | 23 | 0 | 0 | 28 | 23 | 0 | 0 | 28 | 23 | 0 | 0 | 28 | 23 | 0 | 0
29 | 0 | 0 | 0 |  |  |  |  | 29 | 0 | 0 | 0 | 29 | 0 | 0 | 0 | 29 | 0 | 0 | 0 | 29 | 0 | 0 | 0 | 29 | 0 | 0 | 0 | 29 | 0 | 0 | 0 | 29 | 0 | 0 | 0 | 29 | 0 | 0 | 0 | 29 | 0 | 0 | 0 | 29 | 0 | 0 | 0
29 | 1 | 0 | 0 |  |  |  |  | 29 | 1 | 0 | 0 | 29 | 1 | 0 | 0 | 29 | 1 | 0 | 0 | 29 | 1 | 0 | 0 | 29 | 1 | 0 | 0 | 29 | 1 | 0 | 0 | 29 | 1 | 0 | 0 | 29 | 1 | 0 | 0 | 29 | 1 | 0 | 0 | 29 | 1 | 0 | 0
29 | 2 | 0 | 0 |  |  |  |  | 29 | 2 | 0 | 0 | 29 | 2 | 0 | 0 | 29 | 2 | 0 | 0 | 29 | 2 | 0 | 0 | 29 | 2 | 0 | 0 | 29 | 2 | 0 | 0 | 29 | 2 | 0 | 0 | 29 | 2 | 0 | 0 | 29 | 2 | 0 | 0 | 29 | 2 | 0 | 0
29 | 3 | 0 | 0 |  |  |  |  | 29 | 3 | 0 | 0 | 29 | 3 | 0 | 0 | 29 | 3 | 0 | 0 | 29 | 3 | 0 | 0 | 29 | 3 | 0 | 0 | 29 | 3 | 0 | 0 | 29 | 3 | 0 | 0 | 29 | 3 | 0 | 0 | 29 | 3 | 0 | 0 | 29 | 3 | 0 | 0
29 | 4 | 0 | 0 |  |  |  |  | 29 | 4 | 0 | 0 | 29 | 4 | 0 | 0 | 29 | 4 | 0 | 0 | 29 | 4 | 0 | 0 | 29 | 4 | 0 | 0 | 29 | 4 | 0 | 0 | 29 | 4 | 0 | 0 | 29 | 4 | 0 | 0 | 29 | 4 | 0 | 0 | 29 | 4 | 0 | 0
29 | 5 | 0 | 0 |  |  |  |  | 29 | 5 | 0 | 0 | 29 | 5 | 0 | 0 | 29 | 5 | 0 | 0 | 29 | 5 | 0 | 0 | 29 | 5 | 0 | 0 | 29 | 5 | 0 | 0 | 29 | 5 | 0 | 0 | 29 | 5 | 0 | 0 | 29 | 5 | 0 | 0 | 29 | 5 | 0 | 0
29 | 6 | 0 | 0 |  |  |  |  | 29 | 6 | 0 | 0 | 29 | 6 | 0 | 0 | 29 | 6 | 5.04 | 5.2281 | 29 | 6 | 29.94 | 31.0576 | 29 | 6 | 0 | 0 | 29 | 6 | 0 | 0 | 29 | 6 | 0 | 0 | 29 | 6 | 0 | 0 | 29 | 6 | 0 | 0 | 29 | 6 | 0 | 0
29 | 7 | 0 | 0 |  |  |  |  | 29 | 7 | 1.13 | 1.1722 | 29 | 7 | 124.36 | 129.0021 | 29 | 7 | 149.84 | 155.4332 | 29 | 7 | 213.57 | 221.5422 | 29 | 7 | 51.33 | 53.2461 | 29 | 7 | 0.37 | 0.38381 | 29 | 7 | 0 | 0 | 29 | 7 | 0 | 0 | 29 | 7 | 0 | 0 | 29 | 7 | 0 | 0
29 | 8 | 0.2 | 0.27662 |  |  |  |  | 29 | 8 | 91.97 | 95.4031 | 29 | 8 | 344.69 | 357.5566 | 29 | 8 | 403.99 | 419.0702 | 29 | 8 | 420.51 | 436.2068 | 29 | 8 | 192.92 | 200.1213 | 29 | 8 | 261.79 | 271.5621 | 29 | 8 | 4.32 | 4.4813 | 29 | 8 | 16.79 | 17.4167 | 29 | 8 | 0 | 0 | 29 | 8 | 0 | 0
29 | 9 | 148.48 | 205.3633 |  |  |  |  | 29 | 9 | 287.21 | 297.931 | 29 | 9 | 284.93 | 295.5659 | 29 | 9 | 548.54 | 569.0159 | 29 | 9 | 617.29 | 640.3323 | 29 | 9 | 504.91 | 523.7573 | 29 | 9 | 399.53 | 414.4437 | 29 | 9 | 10.98 | 11.3899 | 29 | 9 | 198.16 | 205.5569 | 29 | 9 | 43.82 | 45.4557 | 29 | 9 | 0 | 0
29 | 10 | 325.52 | 450.228 |  |  |  |  | 29 | 10 | 424.41 | 440.2524 | 29 | 10 | 172.77 | 179.2192 | 29 | 10 | 347.6 | 360.5752 | 29 | 10 | 785.52 | 814.842 | 29 | 10 | 695.95 | 721.9285 | 29 | 10 | 308.29 | 319.7979 | 29 | 10 | 96.58 | 100.1851 | 29 | 10 | 378.07 | 392.1826 | 29 | 10 | 103.12 | 106.9693 | 29 | 10 | 11.38 | 11.8048
29 | 11 | 464.4 | 642.3135 |  |  |  |  | 29 | 11 | 569.16 | 590.4057 | 29 | 11 | 211.16 | 219.0422 | 29 | 11 | 265.44 | 275.3484 | 29 | 11 | 912.25 | 946.3025 | 29 | 11 | 869.37 | 901.8219 | 29 | 11 | 749.42 | 777.3944 | 29 | 11 | 181.66 | 188.441 | 29 | 11 | 512.7 | 531.8381 | 29 | 11 | 239.58 | 248.5231 | 29 | 11 | 30.63 | 31.7734
29 | 12 | 553.88 | 766.0737 |  |  |  |  | 29 | 12 | 688.89 | 714.6049 | 29 | 12 | 969.73 | 1005.9282 | 29 | 12 | 731.71 | 759.0233 | 29 | 12 | 920.47 | 954.8294 | 29 | 12 | 979.03 | 1015.5753 | 29 | 12 | 318.86 | 330.7624 | 29 | 12 | 202.06 | 209.6025 | 31 | 0 | 602.23 | 624.7101 | 29 | 12 | 93.4 | 96.8864 | 29 | 12 | 38.03 | 39.4496
29 | 13 | 577.3 | 798.466 |  |  |  |  | 29 | 13 | 720.22 | 747.1044 | 29 | 13 | 992.97 | 1030.0357 | 29 | 13 | 302.28 | 313.5635 | 29 | 13 | 935.8 | 970.7316 | 29 | 13 | 999.72 | 1037.0376 | 29 | 13 | 404.15 | 419.2361 | 29 | 13 | 705.75 | 732.0943 | 31 | 0 | 254.83 | 264.3423 | 29 | 13 | 85.53 | 88.7227 | 29 | 13 | 102.92 | 106.7618
29 | 14 | 535.86 | 741.1502 |  |  |  |  | 29 | 14 | 685.3 | 710.8809 | 29 | 14 | 949.94 | 985.3994 | 29 | 14 | 149.19 | 154.759 | 29 | 14 | 895.82 | 929.2592 | 29 | 14 | 961.16 | 997.0383 | 29 | 14 | 820.25 | 850.8684 | 29 | 14 | 676.57 | 701.8251 | 31 | 0 | 177.46 | 184.0842 | 29 | 14 | 57.82 | 59.9783 | 29 | 14 | 124.87 | 129.5312
29 | 15 | 433.96 | 600.2119 |  |  |  |  | 29 | 15 | 575.7 | 597.1898 | 29 | 15 | 848.26 | 879.9239 | 29 | 15 | 149.65 | 155.2361 | 29 | 15 | 817.18 | 847.6838 | 29 | 15 | 864.39 | 896.656 | 29 | 15 | 617.41 | 640.4567 | 29 | 15 | 526.35 | 545.9976 | 31 | 0 | 126.02 | 130.7241 | 29 | 15 | 56.32 | 58.4223 | 29 | 15 | 30.05 | 31.1717
29 | 16 | 281.05 | 388.7214 |  |  |  |  | 29 | 16 | 402.81 | 417.8461 | 29 | 16 | 653.7 | 678.1014 | 29 | 16 | 115.74 | 120.0604 | 29 | 16 | 726.14 | 753.2454 | 29 | 16 | 716.92 | 743.6812 | 29 | 16 | 605.39 | 627.988 | 29 | 16 | 427.25 | 443.1984 | 31 | 0 | 169.16 | 175.4744 | 29 | 16 | 45.11 | 46.7939 | 29 | 16 | 19.2 | 19.9167
29 | 17 | 97.32 | 134.6037 |  |  |  |  | 29 | 17 | 208.46 | 216.2414 | 29 | 17 | 499.7 | 518.3528 | 29 | 17 | 191.28 | 198.4201 | 29 | 17 | 559.24 | 580.1154 | 29 | 17 | 529.67 | 549.4416 | 29 | 17 | 415.05 | 430.543 | 29 | 17 | 19.06 | 19.7715 | 31 | 0 | 147.99 | 153.5142 | 29 | 17 | 37.33 | 38.7235 | 29 | 17 | 2.32 | 2.4066
29 | 18 | 0 | 0 |  |  |  |  | 29 | 18 | 38.47 | 39.906 | 29 | 18 | 281.51 | 292.0182 | 29 | 18 | 105.7 | 109.6456 | 29 | 18 | 281.93 | 292.4539 | 29 | 18 | 318.41 | 330.2956 | 29 | 18 | 202.62 | 210.1834 | 29 | 18 | 0.28 | 0.29045 | 31 | 0 | 0 | 0 | 29 | 18 | 0 | 0 | 29 | 18 | 0 | 0
29 | 19 | 0 | 0 |  |  |  |  | 29 | 19 | 0 | 0 | 29 | 19 | 67.73 | 70.2582 | 29 | 19 | 45.05 | 46.7316 | 29 | 19 | 53.96 | 55.9742 | 29 | 19 | 106.77 | 110.7555 | 29 | 19 | 13.21 | 13.7031 | 29 | 19 | 0 | 0 | 31 | 0 | 0 | 0 | 29 | 19 | 0 | 0 | 29 | 19 | 0 | 0
29 | 20 | 0 | 0 |  |  |  |  | 29 | 20 | 0 | 0 | 29 | 20 | 0 | 0 | 29 | 20 | 0 | 0 | 29 | 20 | 0 | 0 | 29 | 20 | 0 | 0 | 29 | 20 | 0 | 0 | 29 | 20 | 0 | 0 | 31 | 0 | 0 | 0 | 29 | 20 | 0 | 0 | 29 | 20 | 0 | 0
29 | 21 | 0 | 0 |  |  |  |  | 29 | 21 | 0 | 0 | 29 | 21 | 0 | 0 | 29 | 21 | 0 | 0 | 29 | 21 | 0 | 0 | 29 | 21 | 0 | 0 | 29 | 21 | 0 | 0 | 29 | 21 | 0 | 0 | 31 | 0 | 0 | 0 | 29 | 21 | 0 | 0 | 29 | 21 | 0 | 0
29 | 22 | 0 | 0 |  |  |  |  | 29 | 22 | 0 | 0 | 29 | 22 | 0 | 0 | 29 | 22 | 0 | 0 | 29 | 22 | 0 | 0 | 29 | 22 | 0 | 0 | 29 | 22 | 0 | 0 | 29 | 22 | 0 | 0 | 31 | 0 | 0 | 0 | 29 | 22 | 0 | 0 | 29 | 22 | 0 | 0
29 | 23 | 0 | 0 |  |  |  |  | 29 | 23 | 0 | 0 | 29 | 23 | 0 | 0 | 29 | 23 | 0 | 0 | 29 | 23 | 0 | 0 | 29 | 23 | 0 | 0 | 29 | 23 | 0 | 0 | 29 | 23 | 0 | 0 | 31 | 0 | 0 | 0 | 29 | 23 | 0 | 0 | 29 | 23 | 0 | 0
30 | 0 | 0 | 0 |  |  |  |  | 30 | 0 | 0 | 0 | 30 | 0 | 0 | 0 | 30 | 0 | 0 | 0 | 30 | 0 | 0 | 0 | 30 | 0 | 0 | 0 | 30 | 0 | 0 | 0 | 30 | 0 | 0 | 0 | 31 | 0 | 0 | 0 | 30 | 0 | 0 | 0 | 30 | 0 | 0 | 0
30 | 1 | 0 | 0 |  |  |  |  | 30 | 1 | 0 | 0 | 30 | 1 | 0 | 0 | 30 | 1 | 0 | 0 | 30 | 1 | 0 | 0 | 30 | 1 | 0 | 0 | 30 | 1 | 0 | 0 | 30 | 1 | 0 | 0 | 31 | 0 | 0 | 0 | 30 | 1 | 0 | 0 | 30 | 1 | 0 | 0
30 | 2 | 0 | 0 |  |  |  |  | 30 | 2 | 0 | 0 | 30 | 2 | 0 | 0 | 30 | 2 | 0 | 0 | 30 | 2 | 0 | 0 | 30 | 2 | 0 | 0 | 30 | 2 | 0 | 0 | 30 | 2 | 0 | 0 | 31 | 0 | 0 | 0 | 30 | 2 | 0 | 0 | 30 | 2 | 0 | 0
30 | 3 | 0 | 0 |  |  |  |  | 30 | 3 | 0 | 0 | 30 | 3 | 0 | 0 | 30 | 3 | 0 | 0 | 30 | 3 | 0 | 0 | 30 | 3 | 0 | 0 | 30 | 3 | 0 | 0 | 30 | 3 | 0 | 0 | 31 | 0 | 0 | 0 | 30 | 3 | 0 | 0 | 30 | 3 | 0 | 0
30 | 4 | 0 | 0 |  |  |  |  | 30 | 4 | 0 | 0 | 30 | 4 | 0 | 0 | 30 | 4 | 0 | 0 | 30 | 4 | 0 | 0 | 30 | 4 | 0 | 0 | 30 | 4 | 0 | 0 | 30 | 4 | 0 | 0 | 31 | 0 | 0 | 0 | 30 | 4 | 0 | 0 | 30 | 4 | 0 | 0
30 | 5 | 0 | 0 |  |  |  |  | 30 | 5 | 0 | 0 | 30 | 5 | 0 | 0 | 30 | 5 | 0 | 0 | 30 | 5 | 0 | 0 | 30 | 5 | 0 | 0 | 30 | 5 | 0 | 0 | 30 | 5 | 0 | 0 | 31 | 0 | 0 | 0 | 30 | 5 | 0 | 0 | 30 | 5 | 0 | 0
30 | 6 | 0 | 0 |  |  |  |  | 30 | 6 | 0 | 0 | 30 | 6 | 0 | 0 | 30 | 6 | 1.97 | 2.0435 | 30 | 6 | 29.41 | 30.5078 | 30 | 6 | 0.53 | 0.54978 | 30 | 6 | 0 | 0 | 30 | 6 | 0 | 0 | 31 | 0 | 0 | 0 | 30 | 6 | 0 | 0 | 30 | 6 | 0 | 0
30 | 7 | 0 | 0 |  |  |  |  | 30 | 7 | 17.44 | 18.091 | 30 | 7 | 20.36 | 21.12 | 30 | 7 | 72.65 | 75.3619 | 30 | 7 | 213.17 | 221.1272 | 30 | 7 | 155.07 | 160.8585 | 30 | 7 | 23.86 | 24.7506 | 30 | 7 | 0 | 0 | 31 | 0 | 0 | 0 | 30 | 7 | 0 | 0 | 30 | 7 | 0 | 0
30 | 8 | 0 | 0 |  |  |  |  | 30 | 8 | 90.87 | 94.262 | 30 | 8 | 159.68 | 165.6405 | 30 | 8 | 369.61 | 383.4068 | 30 | 8 | 420.4 | 436.0927 | 30 | 8 | 363.76 | 377.3385 | 30 | 8 | 7.04 | 7.3028 | 30 | 8 | 121.81 | 126.3569 | 31 | 0 | 16.79 | 17.4167 | 30 | 8 | 0 | 0 | 30 | 8 | 0 | 0
30 | 9 | 29.18 | 40.359 |  |  |  |  | 30 | 9 | 113.47 | 117.7056 | 30 | 9 | 110.64 | 114.77 | 30 | 9 | 177.82 | 184.4577 | 30 | 9 | 618.01 | 641.0791 | 30 | 9 | 460.48 | 477.6688 | 30 | 9 | 440.91 | 457.3683 | 30 | 9 | 326.61 | 338.8017 | 31 | 0 | 198.16 | 205.5569 | 30 | 9 | 6 | 6.224 | 30 | 9 | 0 | 0
30 | 10 | 119.82 | 165.7235 |  |  |  |  | 30 | 10 | 399.22 | 414.1221 | 30 | 10 | 255.22 | 264.7469 | 30 | 10 | 384.46 | 398.8112 | 30 | 10 | 787.61 | 817.01 | 30 | 10 | 505.08 | 523.9337 | 30 | 10 | 394.46 | 409.1844 | 30 | 10 | 509.84 | 528.8713 | 31 | 0 | 378.07 | 392.1826 | 30 | 10 | 9.07 | 9.4086 | 30 | 10 | 11.38 | 11.8048
30 | 11 | 177.11 | 244.9616 |  |  |  |  | 30 | 11 | 145.97 | 151.4188 | 30 | 11 | 263 | 272.8173 | 30 | 11 | 93.42 | 96.9072 | 30 | 11 | 916.02 | 950.2133 | 30 | 11 | 668.53 | 693.4849 | 30 | 11 | 501.16 | 519.8673 | 30 | 11 | 650.09 | 674.3566 | 31 | 0 | 512.7 | 531.8381 | 30 | 11 | 174.61 | 181.1279 | 30 | 11 | 30.63 | 31.7734
30 | 12 | 279.3 | 386.301 |  |  |  |  | 30 | 12 | 580.86 | 602.5424 | 30 | 12 | 690.12 | 715.8809 | 30 | 12 | 577.98 | 599.5549 | 30 | 12 | 1001.35 | 1038.7285 | 30 | 12 | 953.05 | 988.6255 | 30 | 12 | 869.96 | 902.4339 | 30 | 12 | 744.16 | 771.9381 | 30 | 12 | 129.15 | 133.9709 | 30 | 12 | 245.36 | 254.5188 | 30 | 12 | 38.03 | 39.4496
30 | 13 | 266.94 | 369.2058 |  |  |  |  | 30 | 13 | 381.28 | 395.5125 | 30 | 13 | 677.18 | 702.4578 | 30 | 13 | 331.66 | 344.0402 | 30 | 13 | 1022.86 | 1061.0414 | 30 | 13 | 974.23 | 1010.5961 | 30 | 13 | 893.11 | 926.4481 | 30 | 13 | 767.58 | 796.2323 | 30 | 13 | 142.45 | 147.7674 | 30 | 13 | 494.11 | 512.5542 | 30 | 13 | 102.92 | 106.7618
30 | 14 | 230.54 | 318.8608 |  |  |  |  | 30 | 14 | 283.84 | 294.4352 | 30 | 14 | 717.38 | 744.1584 | 30 | 14 | 285.96 | 296.6343 | 30 | 14 | 986.1 | 1022.9092 | 30 | 14 | 936.14 | 971.0843 | 30 | 14 | 853.53 | 885.3906 | 30 | 14 | 725.74 | 752.8305 | 30 | 14 | 120.59 | 125.0914 | 30 | 14 | 455.91 | 472.9282 | 30 | 14 | 124.87 | 129.5312
30 | 15 | 163.22 | 225.7503 |  |  |  |  | 30 | 15 | 478.67 | 496.5378 | 30 | 15 | 814.04 | 844.4266 | 30 | 15 | 493.2 | 511.6102 | 30 | 15 | 888.57 | 921.7386 | 30 | 15 | 841.14 | 872.5381 | 30 | 15 | 753.97 | 782.1143 | 30 | 15 | 621.99 | 645.2077 | 30 | 15 | 82.62 | 85.704 | 30 | 15 | 295.52 | 306.5512 | 30 | 15 | 30.05 | 31.1717
30 | 16 | 87.09 | 120.4545 |  |  |  |  | 30 | 16 | 307.59 | 319.0717 | 30 | 16 | 696.84 | 722.8517 | 30 | 16 | 539.27 | 559.3999 | 30 | 16 | 753.08 | 781.191 | 30 | 16 | 696.37 | 722.3642 | 30 | 16 | 602.26 | 624.7412 | 30 | 16 | 465.72 | 483.1044 | 30 | 16 | 89.21 | 92.54 | 30 | 16 | 169.06 | 175.3707 | 30 | 16 | 19.2 | 19.9167
30 | 17 | 23.57 | 32.5998 |  |  |  |  | 30 | 17 | 335.38 | 347.8991 | 30 | 17 | 421.36 | 437.0886 | 30 | 17 | 555.52 | 576.2565 | 30 | 17 | 563.11 | 584.1298 | 30 | 17 | 513.06 | 532.2115 | 30 | 17 | 411.05 | 426.3937 | 30 | 17 | 271.53 | 281.6657 | 30 | 17 | 13.68 | 14.1906 | 30 | 17 | 37.31 | 38.7027 | 30 | 17 | 2.32 | 2.4066
30 | 18 | 0 | 0 |  |  |  |  | 30 | 18 | 155.35 | 161.1489 | 30 | 18 | 270.3 | 280.3898 | 30 | 18 | 263.96 | 273.8131 | 30 | 18 | 316.73 | 328.5529 | 30 | 18 | 306.56 | 318.0033 | 30 | 18 | 198.8 | 206.2208 | 30 | 18 | 67.22 | 69.7292 | 30 | 18 | 0 | 0 | 30 | 18 | 0 | 0 | 30 | 18 | 0 | 0
30 | 19 | 0 | 0 |  |  |  |  | 30 | 19 | 0 | 0 | 30 | 19 | 70.83 | 73.4739 | 30 | 19 | 41.96 | 43.5263 | 30 | 19 | 75.06 | 77.8618 | 30 | 19 | 100.51 | 104.2618 | 30 | 19 | 10.91 | 11.3172 | 30 | 19 | 0 | 0 | 30 | 19 | 0 | 0 | 30 | 19 | 0 | 0 | 30 | 19 | 0 | 0
30 | 20 | 0 | 0 |  |  |  |  | 30 | 20 | 0 | 0 | 30 | 20 | 0 | 0 | 30 | 20 | 0 | 0 | 30 | 20 | 0 | 0 | 30 | 20 | 0 | 0 | 30 | 20 | 0 | 0 | 30 | 20 | 0 | 0 | 30 | 20 | 0 | 0 | 30 | 20 | 0 | 0 | 30 | 20 | 0 | 0
30 | 21 | 0 | 0 |  |  |  |  | 30 | 21 | 0 | 0 | 30 | 21 | 0 | 0 | 30 | 21 | 0 | 0 | 30 | 21 | 0 | 0 | 30 | 21 | 0 | 0 | 30 | 21 | 0 | 0 | 30 | 21 | 0 | 0 | 30 | 21 | 0 | 0 | 30 | 21 | 0 | 0 | 30 | 21 | 0 | 0
30 | 22 | 0 | 0 |  |  |  |  | 30 | 22 | 0 | 0 | 30 | 22 | 0 | 0 | 30 | 22 | 0 | 0 | 30 | 22 | 0 | 0 | 30 | 22 | 0 | 0 | 30 | 22 | 0 | 0 | 30 | 22 | 0 | 0 | 30 | 22 | 0 | 0 | 30 | 22 | 0 | 0 | 30 | 22 | 0 | 0
30 | 23 | 0 | 0 |  |  |  |  | 30 | 23 | 0 | 0 | 30 | 23 | 0 | 0 | 30 | 23 | 0 | 0 | 30 | 23 | 0 | 0 | 30 | 23 | 0 | 0 | 30 | 23 | 0 | 0 | 30 | 23 | 0 | 0 | 30 | 23 | 0 | 0 | 30 | 23 | 0 | 0 | 30 | 23 | 0 | 0
31 | 0 | 0 | 0 |  |  |  |  | 31 | 0 | 0 | 0 |  |  |  |  | 31 | 0 | 0 | 0 |  |  |  |  | 31 | 0 | 0 | 0 | 31 | 0 | 0 | 0 |  |  |  |  | 31 | 0 | 0 | 0 |  |  |  |  | 31 | 0 | 0 | 0
31 | 1 | 0 | 0 |  |  |  |  | 31 | 1 | 0 | 0 |  |  |  |  | 31 | 1 | 0 | 0 |  |  |  |  | 31 | 1 | 0 | 0 | 31 | 1 | 0 | 0 |  |  |  |  | 31 | 1 | 0 | 0 |  |  |  |  | 31 | 1 | 0 | 0
31 | 2 | 0 | 0 |  |  |  |  | 31 | 2 | 0 | 0 |  |  |  |  | 31 | 2 | 0 | 0 |  |  |  |  | 31 | 2 | 0 | 0 | 31 | 2 | 0 | 0 |  |  |  |  | 31 | 2 | 0 | 0 |  |  |  |  | 31 | 2 | 0 | 0
31 | 3 | 0 | 0 |  |  |  |  | 31 | 3 | 0 | 0 |  |  |  |  | 31 | 3 | 0 | 0 |  |  |  |  | 31 | 3 | 0 | 0 | 31 | 3 | 0 | 0 |  |  |  |  | 31 | 3 | 0 | 0 |  |  |  |  | 31 | 3 | 0 | 0
31 | 4 | 0 | 0 |  |  |  |  | 31 | 4 | 0 | 0 |  |  |  |  | 31 | 4 | 0 | 0 |  |  |  |  | 31 | 4 | 0 | 0 | 31 | 4 | 0 | 0 |  |  |  |  | 31 | 4 | 0 | 0 |  |  |  |  | 31 | 4 | 0 | 0
31 | 5 | 0 | 0 |  |  |  |  | 31 | 5 | 0 | 0 |  |  |  |  | 31 | 5 | 0 | 0 |  |  |  |  | 31 | 5 | 0 | 0 | 31 | 5 | 0 | 0 |  |  |  |  | 31 | 5 | 0 | 0 |  |  |  |  | 31 | 5 | 0 | 0
31 | 6 | 0 | 0 |  |  |  |  | 31 | 6 | 0 | 0 |  |  |  |  | 31 | 6 | 0 | 0 |  |  |  |  | 31 | 6 | 0 | 0 | 31 | 6 | 0 | 0 |  |  |  |  | 31 | 6 | 0 | 0 |  |  |  |  | 31 | 6 | 0 | 0
31 | 7 | 0 | 0 |  |  |  |  | 31 | 7 | 1.25 | 1.2967 |  |  |  |  | 31 | 7 | 40.43 | 41.9392 |  |  |  |  | 31 | 7 | 126.07 | 130.776 | 31 | 7 | 0.31 | 0.32157 |  |  |  |  | 31 | 7 | 0 | 0 |  |  |  |  | 31 | 7 | 0 | 0
31 | 8 | 0.86 | 1.1895 |  |  |  |  | 31 | 8 | 219.32 | 227.5068 |  |  |  |  | 31 | 8 | 201.94 | 209.478 |  |  |  |  | 31 | 8 | 301.93 | 313.2005 | 31 | 8 | 14.4 | 14.9375 |  |  |  |  | 31 | 8 | 0 | 0 |  |  |  |  | 31 | 8 | 0 | 0
31 | 9 | 155.64 | 215.2663 |  |  |  |  | 31 | 9 | 434.38 | 450.5946 |  |  |  |  | 31 | 9 | 360.05 | 373.49 |  |  |  |  | 31 | 9 | 564.68 | 585.7584 | 31 | 9 | 36.83 | 38.2048 |  |  |  |  | 31 | 9 | 59.49 | 61.7106 |  |  |  |  | 31 | 9 | 0 | 0
31 | 10 | 333.31 | 461.0024 |  |  |  |  | 31 | 10 | 384.04 | 398.3755 |  |  |  |  | 31 | 10 | 245.74 | 254.913 |  |  |  |  | 31 | 10 | 746.7 | 774.5729 | 31 | 10 | 72.69 | 75.4034 |  |  |  |  | 31 | 10 | 51.92 | 53.8581 |  |  |  |  | 31 | 10 | 11.38 | 11.8048
31 | 11 | 471.97 | 652.7836 |  |  |  |  | 31 | 11 | 133.82 | 138.8152 |  |  |  |  | 31 | 11 | 175.61 | 182.1652 |  |  |  |  | 31 | 11 | 836.06 | 867.2685 | 31 | 11 | 378.91 | 393.054 |  |  |  |  | 31 | 11 | 53.43 | 55.4244 |  |  |  |  | 31 | 11 | 30.63 | 31.7734
31 | 12 | 560.51 | 775.2437 |  |  |  |  | 31 | 12 | 860.04 | 892.1436 |  |  |  |  | 31 | 12 | 879.69 | 912.5271 |  |  |  |  | 31 | 12 | 639.78 | 663.6618 | 31 | 12 | 851.27 | 883.0463 |  |  |  |  | 31 | 12 | 201.66 | 209.1876 |  |  |  |  | 31 | 12 | 38.03 | 39.4496
31 | 13 | 583.21 | 806.6401 |  |  |  |  | 31 | 13 | 633.4 | 657.0436 |  |  |  |  | 31 | 13 | 598.86 | 621.2143 |  |  |  |  | 31 | 13 | 695.74 | 721.7106 | 31 | 13 | 816.81 | 847.3 |  |  |  |  | 31 | 13 | 449.22 | 465.9885 |  |  |  |  | 31 | 13 | 102.92 | 106.7618
31 | 14 | 541.25 | 748.6051 |  |  |  |  | 31 | 14 | 276.64 | 286.9664 |  |  |  |  | 31 | 14 | 651.75 | 676.0786 |  |  |  |  | 31 | 14 | 780.96 | 810.1117 | 31 | 14 | 687.36 | 713.0178 |  |  |  |  | 31 | 14 | 412.24 | 427.6281 |  |  |  |  | 31 | 14 | 124.87 | 129.5312
31 | 15 | 439.08 | 607.2934 |  |  |  |  | 31 | 15 | 273.98 | 284.2071 |  |  |  |  | 31 | 15 | 885 | 918.0354 |  |  |  |  | 31 | 15 | 831.79 | 862.8391 | 31 | 15 | 681.62 | 707.0636 |  |  |  |  | 31 | 15 | 448.03 | 464.7541 |  |  |  |  | 31 | 15 | 30.05 | 31.1717
31 | 16 | 286.33 | 396.0242 |  |  |  |  | 31 | 16 | 178.98 | 185.661 |  |  |  |  | 31 | 16 | 742.11 | 769.8115 |  |  |  |  | 31 | 16 | 688.29 | 713.9825 | 31 | 16 | 600.28 | 622.6873 |  |  |  |  | 31 | 16 | 319.43 | 331.3537 |  |  |  |  | 31 | 16 | 19.2 | 19.9167
31 | 17 | 31.51 | 43.5816 |  |  |  |  | 31 | 17 | 119.79 | 124.2615 |  |  |  |  | 31 | 17 | 560.51 | 581.4328 |  |  |  |  | 31 | 17 | 506.78 | 525.6971 | 31 | 17 | 408.84 | 424.1012 |  |  |  |  | 31 | 17 | 134.4 | 139.4169 |  |  |  |  | 31 | 17 | 2.32 | 2.4066
31 | 18 | 0 | 0 |  |  |  |  | 31 | 18 | 56.11 | 58.2045 |  |  |  |  | 31 | 18 | 354.54 | 367.7743 |  |  |  |  | 31 | 18 | 301.84 | 313.1071 | 31 | 18 | 195.95 | 203.2644 |  |  |  |  | 31 | 18 | 0 | 0 |  |  |  |  | 31 | 18 | 0 | 0
31 | 19 | 0 | 0 |  |  |  |  | 31 | 19 | 0 | 0 |  |  |  |  | 31 | 19 | 145.68 | 151.118 |  |  |  |  | 31 | 19 | 97.28 | 100.9113 | 31 | 19 | 8.86 | 9.1907 |  |  |  |  | 31 | 19 | 0 | 0 |  |  |  |  | 31 | 19 | 0 | 0
31 | 20 | 0 | 0 |  |  |  |  | 31 | 20 | 0 | 0 |  |  |  |  | 31 | 20 | 0.05 | 0.051866 |  |  |  |  | 31 | 20 | 0 | 0 | 31 | 20 | 0 | 0 |  |  |  |  | 31 | 20 | 0 | 0 |  |  |  |  | 31 | 20 | 0 | 0
31 | 21 | 0 | 0 |  |  |  |  | 31 | 21 | 0 | 0 |  |  |  |  | 31 | 21 | 0 | 0 |  |  |  |  | 31 | 21 | 0 | 0 | 31 | 21 | 0 | 0 |  |  |  |  | 31 | 21 | 0 | 0 |  |  |  |  | 31 | 21 | 0 | 0
31 | 22 | 0 | 0 |  |  |  |  | 31 | 22 | 0 | 0 |  |  |  |  | 31 | 22 | 0 | 0 |  |  |  |  | 31 | 22 | 0 | 0 | 31 | 22 | 0 | 0 |  |  |  |  | 31 | 22 | 0 | 0 |  |  |  |  | 31 | 22 | 0 | 0
31 | 23 | 0 | 0 |  |  |  |  | 31 | 23 | 0 | 0 |  |  |  |  | 31 | 23 | 0 | 0 |  |  |  |  | 31 | 23 | 0 | 0 | 31 | 23 | 0 | 0 |  |  |  |  | 31 | 23 | 0 | 0 |  |  |  |  | 31 | 23 | 0 | 0
Note on K460: [Comentário por tópicos] A sua versão do Excel permite-lhe ler este comentário por tópicos. No entanto, as edições feitas ao comentário serão removidas se o ficheiro for aberto numa versão mais recente do Excel. Saiba mais: https://go.microsoft.com/fwlink/?linkid=870924 Comentário: Beginning of Spring
Note on U484: [Comentário por tópicos] A sua versão do Excel permite-lhe ler este comentário por tópicos. No entanto, as edições feitas ao comentário serão removidas se o ficheiro for aberto numa versão mais recente do Excel. Saiba mais: https://go.microsoft.com/fwlink/?linkid=870924 Comentário: Beginning of Summer
Note on BD484: [Comentário por tópicos] A sua versão do Excel permite-lhe ler este comentário por tópicos. No entanto, as edições feitas ao comentário serão removidas se o ficheiro for aberto numa versão mais recente do Excel. Saiba mais: https://go.microsoft.com/fwlink/?linkid=870924 Comentário: Beginning of Winter
Note on AO508: [Comentário por tópicos] A sua versão do Excel permite-lhe ler este comentário por tópicos. No entanto, as edições feitas ao comentário serão removidas se o ficheiro for aberto numa versão mais recente do Excel. Saiba mais: https://go.microsoft.com/fwlink/?linkid=870924 Comentário: Beginning of Fall

## Irradiance d
January |  |  |  |  | February |  |  |  |  | March |  |  |  |  | April |  |  |  |  | May |  |  |  |  | June |  |  |  |  | July |  |  |  |  | August |  |  |  |  | September |  |  |  |  | October |  |  |  |  | November |  |  |  |  | December
Total | 52440.62 | 202614.14 | 72520.4706 | 35.79% | Total | 62303.59 | 183006.32 | 64629.2635 | 35.32% | Total | 109403.68 | 194770.94 | 113487.5095 | 58.27% | Total | 150045.29 | 176470.2 | 155646.1928 | 88.2% | Total | 155835.93 | 182352.54 | 161652.9863 | 88.65% | Total | 231912.46 | 169934.3 | 240569.3072 | 141.6% | Total | 234370.75 | 162091.25 | 243119.3605 | 150% | Total | 194329.21 | 162091.25 | 201583.1466 | 124.4% | Total | 139377.85 | 162091.22 | 144580.5578 | 89.2% | Total | 109226.23 | 182352.54 | 113303.4356 | 62.13% | Total | 65345.92 | 176470.2 | 67785.1578 | 38.41% | Total | 45390.88 | 189542.14 | 47085.2345 | 24.84%
Day | Irradiance [Wh/m^2*d] | Demand [Wh/H*d] | System Output [Wh] | Overall Efficiency | Day | Irradiance [Wh/m^2*d] | Demand [Wh/H*d] | System Output [Wh] | Overall Efficiency | Day | Irradiance [Wh/m^2*d] | Demand [Wh/H*d] | System Output [Wh] | Overall Efficiency | Day | Irradiance [Wh/m^2*d] | Demand [Wh/H*d] | System Output [Wh] | Overall Efficiency | Day | Irradiance [Wh/m^2*d] | Demand [Wh/H*d] | System Output [Wh] | Overall Efficiency | Day | Irradiance [Wh/m^2*d] | Demand [Wh/H*d] | System Output [Wh] | Overall Efficiency | Day | Irradiance [Wh/m^2*d] | Demand [Wh/H*d] | System Output [Wh] | Overall Efficiency | Day | Irradiance [Wh/m^2*d] | Demand [Wh/H*d] | System Output [Wh] | Overall Efficiency | Day | Irradiance [Wh/m^2*d] | Demand [Wh/H*d] | System Output [Wh] | Overall Efficiency | Day | Irradiance [Wh/m^2*d] | Demand [Wh/H*d] | System Output [Wh] | Overall Efficiency | Day | Irradiance [Wh/m^2*d] | Demand [Wh/H*d] | System Output [Wh] | Overall Efficiency | Day | Irradiance [Wh/m^2*d] | Demand [Wh/H*d] | System Output [Wh] | Overall Efficiency
1 | 103.39 | 6535.94 | 132.6328 | 2.029% | 1 | 1359.93 | 6535.94 | 1410.6936 | 21.58% | 1 | 2648.34 | 6535.94 | 2747.1975 | 42.03% | 1 | 5747.47 | 5882.34 | 5962.012 | 101.4% | 1 | 7585.41 | 5882.34 | 7868.5588 | 133.8% | 1 | 4715.6 | 5882.34 | 4891.6243 | 83.16% | 1 | 6865.35 | 5228.75 | 7121.6203 | 136.2% | 1 | 6491.83 | 5228.75 | 6734.1576 | 128.8% | 1 | 5747.37 | 5228.75 | 5961.9083 | 114% | 1 | 5025.89 | 5882.34 | 5213.4968 | 88.63% | 1 | 1660.44 | 5882.34 | 1722.421 | 29.28% | 1 | 1545.4 | 5882.34 | 1603.0868 | 27.25%
2 | 1713.76 | 6535.94 | 2370.3085 | 36.27% | 2 | 1125.45 | 6535.94 | 1167.4609 | 17.86% | 2 | 3627.09 | 6535.94 | 3762.4823 | 57.57% | 2 | 6291.29 | 5882.34 | 6526.1318 | 110.9% | 2 | 6441.82 | 5882.34 | 6682.2808 | 113.6% | 2 | 4749.49 | 5882.34 | 4926.7794 | 83.76% | 2 | 6991.44 | 5228.75 | 7252.417 | 138.7% | 2 | 7916.62 | 5228.75 | 8212.1322 | 157.1% | 2 | 3434.45 | 5228.75 | 3562.6514 | 68.14% | 2 | 4388.81 | 5882.34 | 4552.6359 | 77.39% | 2 | 2202.82 | 5882.34 | 2285.047 | 38.85% | 2 | 2124.77 | 5882.34 | 2204.0836 | 37.47%
3 | 1421.39 | 6535.94 | 1965.9303 | 30.08% | 3 | 1764.18 | 6535.94 | 1830.0335 | 28% | 3 | 2364.95 | 6535.94 | 2453.229 | 37.53% | 3 | 6764.02 | 5882.34 | 7016.5079 | 119.3% | 3 | 6170.14 | 5882.34 | 6400.4595 | 108.8% | 3 | 6143.74 | 5882.34 | 6373.074 | 108.3% | 3 | 7432.11 | 5228.75 | 7709.5364 | 147.4% | 3 | 7929.87 | 5228.75 | 8225.8768 | 157.3% | 3 | 3253.97 | 5228.75 | 3375.4345 | 64.56% | 3 | 5235.77 | 5882.34 | 5431.2113 | 92.33% | 3 | 2409.65 | 5882.34 | 2499.5976 | 42.49% | 3 | 789.98 | 5882.34 | 819.4684 | 13.93%
4 | 1899.56 | 6535.94 | 2627.2892 | 40.2% | 4 | 562.83 | 6535.94 | 583.8394 | 8.933% | 4 | 5063.58 | 6535.94 | 5252.5937 | 80.36% | 4 | 6830.54 | 5882.34 | 7085.511 | 120.5% | 4 | 7173.35 | 5882.34 | 7441.1174 | 126.5% | 4 | 7718.48 | 5882.34 | 8006.5961 | 136.1% | 4 | 7661.18 | 5228.75 | 7947.1572 | 152% | 4 | 7913.63 | 5228.75 | 8209.0306 | 157% | 4 | 2150.24 | 5228.75 | 2230.5043 | 42.66% | 4 | 4851.53 | 5882.34 | 5032.6283 | 85.55% | 4 | 1926.17 | 5882.34 | 1998.0702 | 33.97% | 4 | 114.9 | 5882.34 | 119.189 | 2.026%
5 | 221.86 | 6535.94 | 306.8555 | 4.695% | 5 | 1276.59 | 6535.94 | 1324.2427 | 20.26% | 5 | 5274.27 | 6535.94 | 5471.1484 | 83.71% | 5 | 5775.57 | 5882.34 | 5991.1609 | 101.8% | 5 | 5788.96 | 5882.34 | 6005.0508 | 102.1% | 5 | 5025.72 | 5882.34 | 5213.3205 | 88.63% | 5 | 5922.51 | 5228.75 | 6143.5859 | 117.5% | 5 | 7926.87 | 5228.75 | 8222.7649 | 157.3% | 5 | 3406.05 | 5228.75 | 3533.1913 | 67.57% | 5 | 4739.52 | 5882.34 | 4916.4372 | 83.58% | 5 | 1014.32 | 5882.34 | 1052.1826 | 17.89% | 5 | 781.25 | 5882.34 | 810.4126 | 13.78%
6 | 301.22 | 6535.94 | 416.6186 | 6.374% | 6 | 3697.79 | 6535.94 | 3835.8214 | 58.69% | 6 | 5349.53 | 6535.94 | 5549.2177 | 84.9% | 6 | 5556.93 | 5882.34 | 5764.3595 | 97.99% | 6 | 6039.31 | 5882.34 | 6264.7459 | 106.5% | 6 | 7516.38 | 5882.34 | 7796.952 | 132.5% | 6 | 7431.23 | 5228.75 | 7708.6236 | 147.4% | 6 | 6483.14 | 5228.75 | 6725.1432 | 128.6% | 6 | 5116.49 | 5228.75 | 5307.4788 | 101.5% | 6 | 4817.66 | 5882.34 | 4997.494 | 84.96% | 6 | 1047.49 | 5882.34 | 1086.5908 | 18.47% | 6 | 961.95 | 5882.34 | 997.8577 | 16.96%
7 | 578.77 | 6535.94 | 800.4992 | 12.25% | 7 | 3752.62 | 6535.94 | 3892.6981 | 59.56% | 7 | 5405.17 | 6535.94 | 5606.9346 | 85.79% | 7 | 2344.42 | 5882.34 | 2431.9327 | 41.34% | 7 | 5774.78 | 5882.34 | 5990.3415 | 101.8% | 7 | 8439.15 | 5882.34 | 8754.1673 | 148.8% | 7 | 8643.1 | 5228.75 | 8965.7303 | 171.5% | 7 | 6205.33 | 5228.75 | 6436.9631 | 123.1% | 7 | 3494.83 | 5228.75 | 3625.2853 | 69.33% | 7 | 883.24 | 5882.34 | 916.2097 | 15.58% | 7 | 741.56 | 5882.34 | 769.241 | 13.08% | 7 | 679.28 | 5882.34 | 704.6362 | 11.98%
8 | 614.72 | 6535.94 | 850.2218 | 13.01% | 8 | 3803.69 | 6535.94 | 3945.6745 | 60.37% | 8 | 2245.47 | 6535.94 | 2329.2891 | 35.64% | 8 | 3655.45 | 5882.34 | 3791.9009 | 64.46% | 8 | 6853.5 | 5882.34 | 7109.328 | 120.9% | 8 | 8672.49 | 5882.34 | 8996.2174 | 152.9% | 8 | 8588.82 | 5228.75 | 8909.4242 | 170.4% | 8 | 6778.49 | 5228.75 | 7031.518 | 134.5% | 8 | 5915.16 | 5228.75 | 6135.9616 | 117.4% | 8 | 3200.14 | 5882.34 | 3319.5951 | 56.43% | 8 | 741.56 | 5882.34 | 769.241 | 13.08% | 8 | 402.28 | 5882.34 | 417.2963 | 7.094%
9 | 904.57 | 6535.94 | 1251.1145 | 19.14% | 9 | 3830.38 | 6535.94 | 3973.3607 | 60.79% | 9 | 1606.93 | 6535.94 | 1666.9136 | 25.5% | 9 | 2156.72 | 5882.34 | 2237.2262 | 38.03% | 9 | 6914.81 | 5882.34 | 7172.9266 | 121.9% | 9 | 8566.64 | 5882.34 | 8886.4162 | 151.1% | 9 | 8664.69 | 5228.75 | 8988.1263 | 171.9% | 9 | 7722.33 | 5228.75 | 8010.5898 | 153.2% | 9 | 5676.27 | 5228.75 | 5888.1543 | 112.6% | 9 | 4640.73 | 5882.34 | 4813.9595 | 81.84% | 9 | 2458.64 | 5882.34 | 2550.4163 | 43.36% | 9 | 1693.58 | 5882.34 | 1756.7981 | 29.87%
10 | 449.48 | 6535.94 | 621.6776 | 9.512% | 10 | 3565.77 | 6535.94 | 3698.8734 | 56.59% | 10 | 778.49 | 6535.94 | 807.5495 | 12.36% | 10 | 2353.81 | 5882.34 | 2441.6732 | 41.51% | 10 | 3833.03 | 5882.34 | 3976.1097 | 67.59% | 10 | 8603.15 | 5882.34 | 8924.2891 | 151.7% | 10 | 8524.55 | 5228.75 | 8842.7551 | 169.1% | 10 | 6014.83 | 5228.75 | 6239.3521 | 119.3% | 10 | 5753.84 | 5228.75 | 5968.6198 | 114.2% | 10 | 3530.84 | 5882.34 | 3662.6395 | 62.27% | 10 | 1690.56 | 5882.34 | 1753.6654 | 29.81% | 10 | 2288.69 | 5882.34 | 2374.1224 | 40.36%
11 | 740.5 | 6535.94 | 1024.1886 | 15.67% | 11 | 2527.17 | 6535.94 | 2621.5044 | 40.11% | 11 | 695.18 | 6535.94 | 721.1297 | 11.03% | 11 | 2718.2 | 5882.34 | 2819.6652 | 47.93% | 11 | 2720.88 | 5882.34 | 2822.4452 | 47.98% | 11 | 8094.09 | 5882.34 | 8396.2269 | 142.7% | 11 | 5677.22 | 5228.75 | 5889.1397 | 112.6% | 11 | 6680.77 | 5228.75 | 6930.1503 | 132.5% | 11 | 5162.91 | 5228.75 | 5355.6315 | 102.4% | 11 | 3615.78 | 5882.34 | 3750.7501 | 63.76% | 11 | 1577.41 | 5882.34 | 1636.2917 | 27.82% | 11 | 1250.66 | 5882.34 | 1297.3447 | 22.05%
12 | 2784.35 | 6535.94 | 3851.0459 | 58.92% | 12 | 2420.55 | 6535.94 | 2510.9045 | 38.42% | 12 | 3176.61 | 6535.94 | 3295.1868 | 50.42% | 12 | 5098.2 | 5882.34 | 5288.506 | 89.9% | 12 | 4343.15 | 5882.34 | 4505.2715 | 76.59% | 12 | 8755.82 | 5882.34 | 9082.658 | 154.4% | 12 | 6874.41 | 5228.75 | 7131.0185 | 136.4% | 12 | 3971.85 | 5228.75 | 4120.1115 | 78.8% | 12 | 5631.24 | 5228.75 | 5841.4434 | 111.7% | 12 | 3615.78 | 5882.34 | 3750.7501 | 63.76% | 12 | 3286.48 | 5882.34 | 3409.158 | 57.96% | 12 | 1786.09 | 5882.34 | 1852.7613 | 31.5%
13 | 296.1 | 6535.94 | 409.5371 | 6.266% | 13 | 2741.17 | 6535.94 | 2843.4926 | 43.51% | 13 | 3382.6 | 6535.94 | 3508.866 | 53.69% | 13 | 3383.91 | 5882.34 | 3510.2249 | 59.67% | 13 | 5724.23 | 5882.34 | 5937.9045 | 100.9% | 13 | 7379.9 | 5882.34 | 7655.3775 | 130.1% | 13 | 8582.44 | 5228.75 | 8902.806 | 170.3% | 13 | 6072.09 | 5228.75 | 6298.7495 | 120.5% | 13 | 5202.27 | 5228.75 | 5396.4608 | 103.2% | 13 | 3615.78 | 5882.34 | 3750.7501 | 63.76% | 13 | 2444.23 | 5882.34 | 2535.4684 | 43.1% | 13 | 729.61 | 5882.34 | 756.8449 | 12.87%
14 | 1751.51 | 6535.94 | 2422.5207 | 37.06% | 14 | 3030.16 | 6535.94 | 3143.2701 | 48.09% | 14 | 3219.25 | 6535.94 | 3339.4184 | 51.09% | 14 | 5191.34 | 5882.34 | 5385.1228 | 91.55% | 14 | 5096.47 | 5882.34 | 5286.7114 | 89.87% | 14 | 5311.23 | 5882.34 | 5509.488 | 93.66% | 14 | 8508.31 | 5228.75 | 8825.9089 | 168.8% | 14 | 5145.35 | 5228.75 | 5337.416 | 102.1% | 14 | 6235.29 | 5228.75 | 6468.0414 | 123.7% | 14 | 3466.96 | 5882.34 | 3596.375 | 61.14% | 14 | 3180.81 | 5882.34 | 3299.5435 | 56.09% | 14 | 1089.77 | 5882.34 | 1130.449 | 19.22%
15 | 619.24 | 6535.94 | 856.4734 | 13.1% | 15 | 3994.44 | 6535.94 | 4143.5448 | 63.4% | 15 | 2615.65 | 6535.94 | 2713.2872 | 41.51% | 15 | 4671.04 | 5882.34 | 4845.401 | 82.37% | 15 | 4200.23 | 5882.34 | 4357.0165 | 74.07% | 15 | 8071.47 | 5882.34 | 8372.7625 | 142.3% | 15 | 8432.77 | 5228.75 | 8747.5491 | 167.3% | 15 | 6818.29 | 5228.75 | 7072.8037 | 135.3% | 15 | 5903.4 | 5228.75 | 6123.7626 | 117.1% | 15 | 4431.32 | 5882.34 | 4596.7327 | 78.14% | 15 | 3217.21 | 5882.34 | 3337.3023 | 56.73% | 15 | 2413.36 | 5882.34 | 2503.4461 | 42.56%
16 | 1090.83 | 6535.94 | 1508.7315 | 23.08% | 16 | 2411.56 | 6535.94 | 2501.5789 | 38.27% | 16 | 1551.28 | 6535.94 | 1609.1863 | 24.62% | 16 | 6175.15 | 5882.34 | 6405.6565 | 108.9% | 16 | 5125.97 | 5882.34 | 5317.3126 | 90.39% | 16 | 4172.15 | 5882.34 | 4327.8884 | 73.57% | 16 | 8417.4 | 5228.75 | 8731.6054 | 167% | 16 | 4305.73 | 5228.75 | 4466.4546 | 85.42% | 16 | 4075.78 | 5228.75 | 4227.921 | 80.86% | 16 | 1053.19 | 5882.34 | 1092.5036 | 18.57% | 16 | 3193.27 | 5882.34 | 3312.4686 | 56.31% | 16 | 1943.61 | 5882.34 | 2016.1612 | 34.27%
17 | 526.63 | 6535.94 | 728.3841 | 11.14% | 17 | 507.13 | 6535.94 | 526.0602 | 8.049% | 17 | 3565.9 | 6535.94 | 3699.0082 | 56.59% | 17 | 3610.35 | 5882.34 | 3745.1174 | 63.67% | 17 | 4141.56 | 5882.34 | 4296.1565 | 73.03% | 17 | 7011.29 | 5882.34 | 7273.008 | 123.6% | 17 | 7889.41 | 5228.75 | 8183.9065 | 156.5% | 17 | 3625.79 | 5228.75 | 3761.1338 | 71.93% | 17 | 3782.72 | 5228.75 | 3923.9217 | 75.05% | 17 | 4048.92 | 5882.34 | 4200.0584 | 71.4% | 17 | 3157.94 | 5882.34 | 3275.8198 | 55.69% | 17 | 1654.31 | 5882.34 | 1716.0622 | 29.17%
18 | 1521.73 | 6535.94 | 2104.711 | 32.2% | 18 | 1278.03 | 6535.94 | 1325.7364 | 20.28% | 18 | 3587.9 | 6535.94 | 3721.8294 | 56.94% | 18 | 5725.24 | 5882.34 | 5938.9522 | 101% | 18 | 2797.44 | 5882.34 | 2901.8631 | 49.33% | 18 | 8875.88 | 5882.34 | 9207.1996 | 156.5% | 18 | 7405.86 | 5228.75 | 7682.3065 | 146.9% | 18 | 5626.53 | 5228.75 | 5836.5576 | 111.6% | 18 | 5382.64 | 5228.75 | 5583.5636 | 106.8% | 18 | 3269.25 | 5882.34 | 3391.2848 | 57.65% | 18 | 2687.3 | 5882.34 | 2787.6118 | 47.39% | 18 | 1761.43 | 5882.34 | 1827.1808 | 31.06%
19 | 3021.7 | 6535.94 | 4179.3257 | 63.94% | 19 | 1863.62 | 6535.94 | 1933.1854 | 29.58% | 19 | 2729.94 | 6535.94 | 2831.8434 | 43.33% | 19 | 4404.56 | 5882.34 | 4568.9738 | 77.67% | 19 | 4892.69 | 5882.34 | 5075.3247 | 86.28% | 19 | 8866.13 | 5882.34 | 9197.0856 | 156.4% | 19 | 8282.72 | 5228.75 | 8591.898 | 164.3% | 19 | 7255.86 | 5228.75 | 7526.7073 | 143.9% | 19 | 5332.17 | 5228.75 | 5531.2097 | 105.8% | 19 | 3351.66 | 5882.34 | 3476.771 | 59.11% | 19 | 3045.64 | 5882.34 | 3159.3279 | 53.71% | 19 | 2598.36 | 5882.34 | 2695.3518 | 45.82%
20 | 2344.89 | 6535.94 | 3243.227 | 49.62% | 20 | 1038.9 | 6535.94 | 1077.6801 | 16.49% | 20 | 5360.58 | 5882.34 | 5560.6802 | 94.53% | 20 | 4651.32 | 5882.34 | 4824.9449 | 82.02% | 20 | 5162.38 | 5882.34 | 5355.0817 | 91.04% | 20 | 8715.63 | 5882.34 | 9040.9677 | 153.7% | 20 | 8284.59 | 5228.75 | 8593.8379 | 164.4% | 20 | 4372.33 | 5228.75 | 4535.5407 | 86.74% | 20 | 2156.36 | 5228.75 | 2236.8528 | 42.78% | 20 | 4122.26 | 5882.34 | 4276.1361 | 72.69% | 20 | 2993.28 | 5882.34 | 3105.0134 | 52.79% | 20 | 2629.77 | 5882.34 | 2727.9343 | 46.37%
21 | 3080.16 | 6535.94 | 4260.182 | 65.18% | 21 | 1008.46 | 6535.94 | 1046.1039 | 16.01% | 21 | 5955.46 | 5882.34 | 6177.7659 | 105% | 21 | 3795.52 | 5882.34 | 3937.1995 | 66.93% | 21 | 5775.1 | 5882.34 | 5990.6734 | 101.8% | 21 | 8716.11 | 5228.75 | 9041.4657 | 172.9% | 21 | 8301.33 | 5228.75 | 8611.2027 | 164.7% | 21 | 5475.47 | 5228.75 | 5679.8588 | 108.6% | 21 | 5193.32 | 5228.75 | 5387.1767 | 103% | 21 | 2203.03 | 5882.34 | 2285.2649 | 38.85% | 21 | 3007.42 | 5882.34 | 3119.6812 | 53.03% | 21 | 2321.92 | 6535.94 | 2408.5928 | 36.85%
22 | 2663.21 | 6535.94 | 3683.4967 | 56.36% | 22 | 1008.46 | 6535.94 | 1046.1039 | 16.01% | 22 | 3816.1 | 5882.34 | 3958.5477 | 67.3% | 22 | 4311.59 | 5882.34 | 4472.5334 | 76.03% | 22 | 2732.36 | 5882.34 | 2834.3538 | 48.18% | 22 | 8696.17 | 5228.75 | 9020.7813 | 172.5% | 22 | 8221.9 | 5228.75 | 8528.8078 | 163.1% | 22 | 6194 | 5228.75 | 6425.2101 | 122.9% | 22 | 4747.89 | 5228.75 | 4925.1196 | 94.19% | 22 | 4214.82 | 5882.34 | 4372.1511 | 74.33% | 22 | 2863.12 | 5882.34 | 2969.9948 | 50.49% | 22 | 2312.54 | 6535.94 | 2398.8627 | 36.7%
23 | 3151.7 | 6535.94 | 4359.1292 | 66.69% | 23 | 1008.46 | 6535.94 | 1046.1039 | 16.01% | 23 | 6202.54 | 5882.34 | 6434.0689 | 109.4% | 23 | 4162.24 | 5882.34 | 4317.6084 | 73.4% | 23 | 6298.41 | 5882.34 | 6533.5176 | 111.1% | 23 | 8688.96 | 5228.75 | 9013.3022 | 172.4% | 23 | 8252.14 | 5228.75 | 8560.1766 | 163.7% | 23 | 6282.63 | 5228.75 | 6517.1485 | 124.6% | 23 | 5575.93 | 5882.34 | 5784.0688 | 98.33% | 23 | 4092.12 | 5882.34 | 4244.871 | 72.16% | 23 | 2933.79 | 5882.34 | 3043.3028 | 51.74% | 23 | 2129.28 | 6535.94 | 2208.7619 | 33.79%
24 | 2765.11 | 6535.94 | 3824.435 | 58.51% | 24 | 1008.46 | 6535.94 | 1046.1039 | 16.01% | 24 | 3835.67 | 5882.34 | 3978.8482 | 67.64% | 24 | 7373.97 | 5882.34 | 7649.2262 | 130% | 24 | 3440.15 | 5882.34 | 3568.5642 | 60.67% | 24 | 8600.97 | 5228.75 | 8922.0277 | 170.6% | 24 | 5887.7 | 5228.75 | 6107.4765 | 116.8% | 24 | 7136.27 | 5228.75 | 7402.6533 | 141.6% | 24 | 3061.31 | 5882.34 | 3175.5828 | 53.99% | 24 | 3799.47 | 5882.34 | 3941.2969 | 67% | 24 | 426.21 | 5882.34 | 442.1196 | 7.516% | 24 | 2237.8 | 6535.94 | 2321.3328 | 35.52%
25 | 1333.11 | 6535.94 | 1843.8299 | 28.21% | 25 | 2798.24 | 6535.94 | 2902.6929 | 44.41% | 25 | 2727.19 | 5882.34 | 2828.9908 | 48.09% | 25 | 6591.15 | 5882.34 | 6837.185 | 116.2% | 25 | 5966.72 | 5882.34 | 6189.4462 | 105.2% | 25 | 8745.02 | 5228.75 | 9071.4548 | 173.5% | 25 | 4697.04 | 5228.75 | 4872.3715 | 93.18% | 25 | 7182.78 | 5228.75 | 7450.8994 | 142.5% | 25 | 4239 | 5882.34 | 4397.2337 | 74.75% | 25 | 3995.68 | 5882.34 | 4144.8311 | 70.46% | 25 | 2164.82 | 5882.34 | 2245.6286 | 38.18% | 25 | 2314.22 | 6535.94 | 2400.6054 | 36.73%
26 | 2735.69 | 6535.94 | 3783.7441 | 57.89% | 26 | 3095.48 | 6535.94 | 3211.0283 | 49.13% | 26 | 3988.19 | 5882.34 | 4137.0615 | 70.33% | 26 | 6110.84 | 5882.34 | 6338.9459 | 107.8% | 26 | 4140.02 | 5882.34 | 4294.559 | 73.01% | 26 | 8714.02 | 5228.75 | 9039.2977 | 172.9% | 26 | 6881.18 | 5228.75 | 7138.0412 | 136.5% | 26 | 7124.54 | 5228.75 | 7390.4854 | 141.3% | 26 | 5536.22 | 5882.34 | 5742.8765 | 97.63% | 26 | 3606.47 | 5882.34 | 3741.0926 | 63.6% | 26 | 2929.01 | 5882.34 | 3038.3443 | 51.65% | 26 | 2657.65 | 6535.94 | 2756.855 | 42.18%
27 | 3278.68 | 6535.94 | 4534.7558 | 69.38% | 27 | 4040.17 | 6535.94 | 4190.9818 | 64.12% | 27 | 3448.08 | 5882.34 | 3576.7902 | 60.81% | 27 | 7310.94 | 5882.34 | 7583.8434 | 128.9% | 27 | 3674.96 | 5882.34 | 3812.1392 | 64.81% | 27 | 8808.59 | 5228.75 | 9137.3978 | 174.8% | 27 | 6722.22 | 5228.75 | 6973.1476 | 133.4% | 27 | 6982.99 | 5228.75 | 7243.6516 | 138.5% | 27 | 5174.68 | 5882.34 | 5367.8409 | 91.25% | 27 | 2594.55 | 5882.34 | 2691.3996 | 45.75% | 27 | 2918.88 | 5882.34 | 3027.8362 | 51.47% | 27 | 780.76 | 6535.94 | 809.9043 | 12.39%
28 | 2328.35 | 6535.94 | 3220.3505 | 49.27% | 28 | 1783.9 | 6535.94 | 1850.4896 | 28.31% | 28 | 3626.32 | 5882.34 | 3761.6836 | 63.95% | 28 | 5715.11 | 5882.34 | 5928.4441 | 100.8% | 28 | 3485.65 | 5882.34 | 3615.7626 | 61.47% | 28 | 8777.09 | 5228.75 | 9104.7219 | 174.1% | 28 | 7944.17 | 5228.75 | 8240.7106 | 157.6% | 28 | 6861.51 | 5228.75 | 7117.637 | 136.1% | 28 | 4912.9 | 5882.34 | 5096.2891 | 86.64% | 28 | 2418.41 | 5882.34 | 2508.6846 | 42.65% | 28 | 776.91 | 5882.34 | 805.9106 | 13.7% | 28 | 319.46 | 6535.94 | 331.3848 | 5.07%
29 | 3417.97 | 6535.94 | 4727.4084 | 72.33% | [5 empty] | 29 | 4693.73 | 5882.34 | 4868.9379 | 82.77% | 29 | 6401.45 | 5882.34 | 6640.4038 | 112.9% | 29 | 3511.05 | 5882.34 | 3642.1108 | 61.92% | 29 | 8169.62 | 5228.75 | 8474.5762 | 162.1% | 29 | 7790.55 | 5228.75 | 8081.3563 | 154.6% | 29 | 5116.34 | 5228.75 | 5307.3232 | 101.5% | 29 | 2850.86 | 5882.34 | 2957.2771 | 50.27% | 29 | 2583.41 | 5882.34 | 2679.8437 | 45.56% | 29 | 762.03 | 5882.34 | 790.4751 | 13.44% | 29 | 359.4 | 6535.94 | 372.8157 | 5.704%
30 | 1376.77 | 6535.94 | 1904.2162 | 29.13% | [5 empty] | 30 | 3289.94 | 5882.34 | 3412.7471 | 58.02% | 30 | 5166.95 | 5882.34 | 5359.8223 | 91.12% | 30 | 4189.44 | 5882.34 | 4345.8238 | 73.88% | 30 | 8591.48 | 5228.75 | 8912.1835 | 170.4% | 30 | 7474.51 | 5228.75 | 7753.5191 | 148.3% | 30 | 5961.02 | 5228.75 | 6183.5334 | 118.3% | 30 | 5272.29 | 5882.34 | 5469.0945 | 92.97% | 30 | 1683.42 | 5882.34 | 1746.2588 | 29.69% | 30 | 1886.95 | 5882.34 | 1957.3862 | 33.28% | 30 | 359.4 | 6535.94 | 372.8157 | 5.704%
31 | 3403.67 | 6535.94 | 4707.63 | 72.03% | [5 empty] | 31 | 3571.75 | 5882.34 | 3705.0766 | 62.99% | [5 empty] | 31 | 5841.96 | 5882.34 | 6060.0292 | 103% | [5 empty] | 31 | 7117.9 | 5228.75 | 7383.5976 | 141.2% | 31 | 4754.13 | 5228.75 | 4931.5926 | 94.32% | [5 empty] | 31 | 2129.82 | 5882.34 | 2209.3221 | 37.56% | [5 empty] | 31 | 359.4 | 6535.94 | 372.8157 | 5.704%

## Annual Home
| Irradiance | Demand | System Output | Solar Share [%] |  | Solar Share [%]
Jan | 52.4406 | 202.6141 | 72.5205 | 35.79% | Jan | 35.79%
Feb | 62.3036 | 183.0063 | 64.6293 | 35.32% | Feb | 35.32%
Mar | 109.4037 | 194.7709 | 113.4875 | 58.27% | Mar | 58.27%
Apr | 150.0453 | 176.4702 | 155.6462 | 88.2% | Apr | 88.2%
Mai | 155.8359 | 182.3525 | 161.653 | 88.65% | Mai | 88.65%
Jun | 231.9125 | 169.9343 | 240.5693 | 141.6% | Jun | 141.6%
Jul | 234.3708 | 162.0913 | 243.1194 | 150% | Jul | 150%
Aug | 194.3292 | 162.0913 | 201.5831 | 124.4% | Aug | 124.4%
Sep | 139.3778 | 162.0912 | 144.5806 | 89.2% | Sep | 89.2%
Oct | 109.2262 | 182.3525 | 113.3034 | 62.13% | Oct | 62.13%
Nov | 65.3459 | 176.4702 | 67.7852 | 38.41% | Nov | 38.41%
Dez | 45.3909 | 189.5421 | 47.0852 | 24.84% | Dez | 24.84%
Total | 1549.9824 | 2143.787 | 1625.9626 | 75.85% | Total | 75.85%
| [kWh/m^2] | [kWh/H] | [kWh/H]
104.8812
124.6072
218.8074
300.0906
311.6719
463.8249
468.7415
388.6584
278.7557
218.4525
130.6918
90.7818

## Calculations Home
Storage Volume [l/H*y] | Collector | Cost on average [€/m^2]
225 | Flat Plate | 275
| Vacuum Tube | 500
Qd [kWh/H*y] |  |  |  | Solar share of system | Average system efficiency | Roof Area
2143.787 | Storagetank | average Cost [€/l] |  | 75% | 50% | 70 [m^2/H]
2.8333
Solar share of system (SS) [%]
75% | Maintenance | Average Cost [€]
25
Average system efficiency (η) [%] (Output:useable heat/Input:solar irradiance)
50% | Cost for Pump | 60 kWhel at a price of 0.25€/kWhel | No pump will be need because a gravity system will be used
15
Sum of monthly averages (Hs) [kWh/m^2]
1549.9824 | expected lifespan [y] | 20
Area of Collector [m^2] ≈ SS/η*Qd/Hs
2.0747
Roof Area [m^2/H]
70
Total share of Solar thermal / Roof [%]
2.964%

## House System
Proposed House system |  |  |  | Proposed House system |  |  | Investment Costs[€]
|  |  | Cost [€/House] | Flat plate [m^2] | 2.0747 | Collector | 570.5304
Flat plate | Area [m^2] | 2 | 550 | Storage [l] | 225 | Storage | 637.5
| Storage [l] | 225 | 637.5 | Lifespan [years] | 20 | Mounting | 570.5304
Maintenance |  |  | 25 | Q/year produced [kWh/y] | 1625.9626 | Additional Equipment | 300
Lifespan | [y] | 20 |  |  |  |  | Operational Costs [€/y]
Q/year produced (approx.) | [kWh/y] | 1625.9626 |  |  |  | Maintenance | 25
Investment Costs[€]
Collector | 550
Storage | 637.5
Mounting | 550 | Assumption based on Book
Additional Equipment | 300 | Assumption based on Book
Sum | 2037.5
Operational Costs [€/y]
Maintenance | 25
Sum | 25
| Per Home | Island
Total System Cost [€] | 2537.5 | 50750000
Total Annual Cost [€/y] | 126.875 | 2537500
Total Energy Cost [€/kWh] | 0.078031
Energy per m^2 [kWh/m^2] per year | 812.9813
System Cost per m^2 [€/m^2] | 1268.75
Total Water demand [l/y] | 41062500 | 821250000000

## Calculation Hotel
Main Industry of the Island | Tourism | [6 empty] | Storage Volume [l] all Hotels and year required
434350
Hotels | 3
|  | Total | People | Specific hot water demand/(day and Person) (60°C) | Total demand per year [l/y] | Required Heat per Person [Wh/day and person] | Total demand per year [kWh/y] | Demand all hotels [kWh] and year
Average Number of rooms per Hotel | 30 | 90 | [5 empty] | 607725
2 bed with shower | 5 | 15 | 30 | 72.5 | 793875 | 4250 | 46537.5 |  | Collector | Cost on average [€/m^2]
2 bed with bathtub | 15 | 45 | 90 | 165.5 | 5436675 | 6750 | 221737.5 | Demanded solar share of system [%] | Flat Plate | 275
4 bed with shower | 7 | 21 | 84 | 72.5 | 2222850 | 4250 | 130305 | 75% | Vacuum Tube | 500
4 bed with bathtub | 3 | 9 | 36 | 165.5 | 2174670 | 6750 | 88695 | Average system efficiency [%]
[5 empty] | 10628070 |  | 487275 | 50% | Storagetank | average Cost [€/l]
Hostel | 1 | [6 empty] | Annual Radiation (Sum of monthly averages) [kWh/m^2] |  | 2.8333
Number of rooms | 10 | 10 | [5 empty] | 1549.9824
Average number of beds | 6 | [6 empty] | Area of Collector [m^2] | expected lifespan [y] | 20
Bathrooms with shower | 5 |  | 60 | 119 | 2606100 | 5500 | 120450 | 588
|  |  | 300 | 595 | 13234170 |  | 607725
Hotels |  | Total | Capacity
Averg. Nº of rooms per Hotel | 30 | 90
2 bed with shower | 5 | 15 | 30
2 bed with bathtub | 15 | 45 | 90
4 bed with shower | 7 | 21 | 84
4 bed with bathtub | 3 | 9 | 36
Hostel
Number of rooms | 10 | 10
Average number of beds | 6
Bathrooms with shower | 5 |  | 60
300

## Annual Hotel
| Irradiance | Demand | System Output | Solar Share [%] |  | Solar Share
Jan | 52.4406 | 63304.72 | 15417.5423 | 24.35% | Jan | 24.36%
Feb | 62.3036 | 57178.46 | 18317.2555 | 32.04% | Feb | 32.04%
Mär | 109.4037 | 60854.2 | 32164.6819 | 52.86% | Mär | 52.87%
Apr | 150.0453 | 55136.32 | 44113.3153 | 80.01% | Apr | 80.03%
Mai | 155.8359 | 56974.19 | 45815.7634 | 80.41% | Mai | 80.43%
Jun | 231.9125 | 53094.24 | 68182.2632 | 128.4% | Jun | 128.4%
Jul | 234.3708 | 50643.76 | 68905.0005 | 136.1% | Jul | 136.1%
Aug | 194.3292 | 50643.76 | 57132.7877 | 112.8% | Aug | 112.8%
Sep | 139.3778 | 50643.76 | 40977.0879 | 80.91% | Sep | 80.93%
Okt | 109.2262 | 56974.19 | 32112.5116 | 56.36% | Okt | 56.38%
Nov | 65.3459 | 55136.32 | 19211.7005 | 34.84% | Nov | 34.85%
Dez | 45.3909 | 59220.51 | 13344.9187 | 22.53% | Dez | 22.54%
Total | 1549.9824 | 607725 | 455694.8285 | 74.98% | Total | 75%
| [kWh/m^2] | [kWh/H*m] | [kWh]
30835.0846
36634.5109
64329.3638
88226.6305
91631.5268
136364.5265
137810.001
114265.5755
81954.1758
64225.0232
38423.401
26689.8374

## Hotel System
Proposed Tourism system (one giant Solar Power Plant) |  |  |  | Tourism System |  |  | Investement Costs[€]
|  |  | Cost [€] | Flat plate [m^2] | 588 | Collector | 161700
Flat plate | Area [m^2] | 588 | 161700 | Storage [L] | 434350 | Storage | 1230658.3333
| Storage [l] | 434350 | 1230658.3333 | Lifespan [y] | 20 | Mounting | 150000
|  |  |  | Q/year produced [kWh/y] | 455694.8285 | Additional Equipment | 100000
Maintenance |  |  | 5000 |  |  |  | Operational Costs [€/y]
Lifespan | [y] | 20 |  |  |  | Maintenance | 5000
Q/year produced (approx.) | [kWh/y] | 455694.8285 |  |  |  | Total | 1647358.3333
Investement Costs[€]
Collector | 161700
Storage | 1230658.3333
Mounting | 150000 | Asumption
Additional Equipment | 100000 | Asumption
Sum | 1642358.3333
Operational Costs [€/y]
Maintenance | 5000 | Assumption
Sum | 5000
Hotels
Total System Cost [€] | 1742358.3333
Total Annual Cost [€/y] | 87117.9167
Total Energy Cost [€/kWh] | 0.19118
Energy per m^2 [kWh/m^2] per year | 774.9912
System Cost per m^2 [€/m^2] | 2963.1944
Total Water demand [l/y] | 13234170

## Result
Per Home |  | House system
Total System Cost [€] | 2537.5 | Collector Type | Vacuum Tube
Total Annual Cost [€/y] | 126.875 | Collector Area [m^2] | 2
Total Energy Cost [€/kWh] | 0.078031 | Storage [l] | 225
Energy per m^2 [kWh/m^2] per year | 812.9813
System Cost per m^2 [€/m^2] | 1268.75
Total Water demand [l/y] | 41062500
Tourism |  | Tourism system
Total System Cost [€] | 1742358.3333 | Collector Type | Vacuum Tube
Total Annual Cost [€/y] | 87117.9167 | Collector Area [m^2] | 588
Total Energy Cost [€/kWh] | 0.19118 | Storage [l] | 434350
Energy per m^2 [kWh/m^2] per year | 774.9912
System Cost per m^2 [€/m^2] | 2963.1944
Total Water demand [l/y] | 13234170
Island
Total System Cost [€] | 52492358.3333
Total Annual Cost [€/y] | 2624617.9167
Total Water demand [l/y] | 821263234170